## Содержание
Содержание
1.Count,time | Счетчики, Таймеры
2.Encoder | Датчики углового перемещения (Энкодеры) - Инкриментальные и Абсолютные
3.Meter | Цифровые измерительные приборы; Тахометры/Спидометры/Счетчики импульсов
4.Proxi | Датчики приближения - бесконтактные выключатели.
5.Pressure | Датчики давления
6.SSR | Твердотельные реле
7.Controller | Модули индикации; Контроллеры датчиков; Источники питания.
8.Photo | Фотоэлектрические датчики; Оптоволоконные датчики; Датчики открывания дверей/барьерные фотодатчики.
9.Temp | Температурные контроллеры; Датчики температуры/влажности
10.T_Sensor | Термопары и термосопротивления (RTD)
11.GP,LP | Графические панели
12.Remote | Модули удаленного ввода/вывода цифровых сигналов серии ARD
13.Motor | Шаговые двигатели; Драйверы шаговых двигателей; Контроллеры движения
14.Accessory | Аксессуары: крепления; кабели; защитные крышки; муфты для энкодеров; Рефлекторы; Защитные трубки для оптоволокна; Линзы для оптоволокна; Клеммные переходники; Трансформаторы тока.
15.Button | Кнопки и переключатели; Зуммеры; Защитные крышки для кнопок
16.TowerLight | Светосигнальные колонны
17.GLOBE | Запчасти: прозрачные разноцветные колпаки для светосигнальной аппаратуры.
18.Replacement | Запчасти: Запасные лампочки для светосигнальной аппаратуры
19.TowerLightMounting | Различные крепления для светосигнальной аппаратуры
20. PTE_Parts | Запчасти для светосигнальной колонны PTE
21. LED INDICATORs | Светодиодные индикаторы (Новинка!)
22.Terminal blocks & Cables | Клеммники ввода-вывода и кабели
23.PA Products | Process Automation Products

## 1. Count,time
COUNTER/TIMER
Артикул | Model | Retail price, RUR | Digit | Size | Power supply | Input | Output | Counting speed | COMMUNICATION
103070770 | CT4S-1P2 | 2382.1875 | 4 Digit | W48 X H48 X L90mm | 24-48VDC/24VAC | Selectable Voltage or No-voltage input (PNP/NPN) | Relay (1c) | Selectable 1/30/1k/ 5k/10kcps | None
103070790 | CT4S-1P2T | 3471.1875 | 4 Digit | W48 X H48 X L90mm | 24VAC 50/60Hz /24-48VDC | Selectable Voltage or No-voltage input (PNP/NPN) | Relay (1c) | Selectable 1/30/1k/ 5k/10kcps | RS485
103070720 | CT4S-1P4 | 2382.1875 | 4 Digit | W48 X H48 X L90mm | 100-240VAC,50/60Hz | Selectable Voltage or No-voltage input (PNP/NPN) | Relay (1c) | Selectable 1/30/1k/ 5k/10kcps | None
103070740 | CT4S-1P4T | 3471.1875 | 4 Digit | W48 X H48 X L90mm | 100-240VAC,50/60Hz | Selectable Voltage or No-voltage input (PNP/NPN) | Relay (1c) | Selectable 1/30/1k/ 5k/10kcps | RS485
103070760 | CT4S-2P2 | 2858.625 | 4 Digit | W48 X H48 X L90mm | 24VAC 50/60Hz /24-48VDC | Selectable Voltage or No-voltage input (PNP/NPN) | 2 Relay (2c) | Selectable 1/30/1k/ 5k/10kcps | None
103070780 | CT4S-2P2T | 3947.625 | 4 Digit | W48×H48mm | 24VAC 50/60Hz /24-48VDC | Selectable Voltage or No-voltage input (PNP/NPN) | 2 Relay (2c) | Selectable 1/30/1k/ 5k/10kcps | RS485
103070710 | CT4S-2P4 | 2858.625 | 4 Digit | W48 X H48 X L90mm | 100-240VAC,50/60Hz | Selectable Voltage or No-voltage input (PNP/NPN) | 2 Relay (2c) | Selectable 1/30/1k/ 5k/10kcps | None
103070730 | CT4S-2P4T | 3947.625 | 4 Digit | W48×H48mm | 100-240VAC,50/60Hz | Selectable Voltage or No-voltage input (PNP/NPN) | 2 Relay (2c) | Selectable 1/30/1k/ 5k/10kcps | RS485
103060620 | CT6M-1P2 | 3130.875 | 6 Digit | W72 X H72 X L85mm | 24VAC 50/60Hz /24-48VDC | Selectable Voltage or No-voltage input (PNP/NPN) | Relay (1c) | Selectable 1/30/1k/ 5k/10kcps | None
103060650 | CT6M-1P2T | 4219.875 | 6 Digit | W72×H72mm | 24VAC 50/60Hz /24-48VDC | Selectable Voltage or No-voltage input (PNP/NPN) | Relay (1c) | Selectable 1/30/1k/ 5k/10kcps | RS485
103060520 | CT6M-1P4 | 3130.875 | 6 Digit | W72 X H72 X L85mm | 100-240VAC,50/60Hz | Selectable Voltage or No-voltage input (PNP/NPN) | Relay (1c) | Selectable 1/30/1k/ 5k/10kcps | None
103060550 | CT6M-1P4T | 4219.875 | 6 Digit | W72 X H72 X L85mm | 100-240VAC,50/60Hz | Selectable Voltage or No-voltage input (PNP/NPN) | Relay (1c) | Selectable 1/30/1k/ 5k/10kcps | RS485
103060610 | CT6M-2P2 | 3675.375 | 6 Digit | W72×H72mm | 24VAC 50/60Hz /24-48VDC | Selectable Voltage or No-voltage input (PNP/NPN) | 2 Relay (2c) | Selectable 1/30/1k/ 5k/10kcps | None
103060640 | CT6M-2P2T | 4764.375 | 6 Digit | W72×H72mm | 24VAC 50/60Hz /24-48VDC | Selectable Voltage or No-voltage input (PNP/NPN) | 2 Relay (2c) | Selectable 1/30/1k/ 5k/10kcps | RS485
103060510 | CT6M-2P4 | 3675.375 | 6 Digit | W72×H72mm | 100-240VAC,50/60Hz | Selectable Voltage or No-voltage input (PNP/NPN) | 2 Relay (2c) | Selectable 1/30/1k/ 5k/10kcps | None
103060540 | CT6M-2P4T | 4764.375 | 6 Digit | W72×H72mm | 100-240VAC,50/60Hz | Selectable Voltage or No-voltage input (PNP/NPN) | 2 Relay (2c) | Selectable 1/30/1k/ 5k/10kcps | RS485
103060630 | CT6M-I2 | 2654.4375 | 6 Digit | W72 X H72 X L85mm | 24VAC 50/60Hz /24-48VDC | Selectable Voltage or No-voltage input (PNP/NPN) | None | Selectable 1/30/1k/ 5k/10kcps | None
103060660 | CT6M-I2T | 3743.4375 | 6 Digit | W72×H72mm | 24VAC 50/60Hz /24-48VDC | Selectable Voltage or No-voltage input (PNP/NPN) | None | Selectable 1/30/1k/ 5k/10kcps | RS485
103060530 | CT6M-I4 | 2654.4375 | 6 Digit | W72 X H72 X L85mm | 100-240VAC,50/60Hz | Selectable Voltage or No-voltage input (PNP/NPN) | None | Selectable 1/30/1k/ 5k/10kcps | None
103060560 | CT6M-I4T | 3743.4375 | 6 Digit | W72×H72mm | 100-240VAC,50/60Hz | Selectable Voltage or No-voltage input (PNP/NPN) | None | Selectable 1/30/1k/ 5k/10kcps | RS485
103070620 | CT6S-1P2 | 2518.3125 | 6 Digit | W48 X H48 X L90mm | 24VAC 50/60Hz /24-48VDC | Selectable Voltage or No-voltage input (PNP/NPN) | Relay (1c) | Selectable 1/30/1k/ 5k/10kcps | None
103070650 | CT6S-1P2T | 3607.3125 | 6 Digit | W48 X H48 X L90mm | 24VAC 50/60Hz /24-48VDC | Selectable Voltage or No-voltage input (PNP/NPN) | Relay (1c) | Selectable 1/30/1k/ 5k/10kcps | RS485
103070520 | CT6S-1P4 | 2518.3125 | 6 Digit | W48 X H48 X L90mm | 100-240VAC,50/60Hz | Selectable Voltage or No-voltage input (PNP/NPN) | Relay (1c) | Selectable 1/30/1k/ 5k/10kcps | None
103070550 | CT6S-1P4T | 3607.3125 | 6 Digit | W48 X H48 X L90mm | 100-240VAC,50/60Hz | Selectable Voltage or No-voltage input (PNP/NPN) | Relay (1c) | Selectable 1/30/1k/ 5k/10kcps | RS485
103070610 | CT6S-2P2 | 3062.8125 | 6 Digit | W48 X H48 X L90mm | 24VAC 50/60Hz /24-48VDC | Selectable Voltage or No-voltage input (PNP/NPN) | 2 Relay (2c) | Selectable 1/30/1k/ 5k/10kcps | None
103070640 | CT6S-2P2T | 4151.8125 | 6 Digit | W48×H48mm | 24VAC 50/60Hz /24-48VDC | Selectable Voltage or No-voltage input (PNP/NPN) | 2 Relay (2c) | Selectable 1/30/1k/ 5k/10kcps | RS485
103070510 | CT6S-2P4 | 3062.8125 | 6 Digit | W48 X H48 X L90mm | 100-240VAC,50/60Hz | Selectable Voltage or No-voltage input (PNP/NPN) | 2 Relay (2c) | Selectable 1/30/1k/ 5k/10kcps | None
103070540 | CT6S-2P4T | 4151.8125 | 6 Digit | W48×H48mm | 100-240VAC,50/60Hz | Selectable Voltage or No-voltage input (PNP/NPN) | 2 Relay (2c) | Selectable 1/30/1k/ 5k/10kcps | RS485
103070630 | CT6S-I2 | 2178 | 6 Digit | W48×H48mm | 24VAC 50/60Hz /24-48VDC | Selectable Voltage or No-voltage input (PNP/NPN) | None | Selectable 1/30/1k/ 5k/10kcps | None
103070660 | CT6S-I2T | 3267 | 6 Digit | W48×H48mm | 24VAC 50/60Hz /24-48VDC | Selectable Voltage or No-voltage input (PNP/NPN) | None | Selectable 1/30/1k/ 5k/10kcps | RS485
103070530 | CT6S-I4 | 2178 | 6 Digit | W48×H48mm | 100-240VAC,50/60Hz | Selectable Voltage or No-voltage input (PNP/NPN) | None | Selectable 1/30/1k/ 5k/10kcps | None
103070560 | CT6S-I4T | 3267 | 6 Digit | W48×H48mm | 100-240VAC,50/60Hz | Selectable Voltage or No-voltage input (PNP/NPN) | None | Selectable 1/30/1k/ 5k/10kcps | RS485
103100620 | CT6Y-1P2 | 2518.3125 | 6 Digit | W72 X H36 X L77mm | 24VAC 50/60Hz /24-48VDC | Selectable Voltage or No-voltage input (PNP/NPN) | Relay (1c) | Selectable 1/30/1k/ 5k/10kcps | None
103100650 | CT6Y-1P2T | 3607.3125 | 6 Digit | W72 X H36 X L77mm | 24VAC 50/60Hz /24-48VDC | Selectable Voltage or No-voltage input (PNP/NPN) | Relay (1c) | Selectable 1/30/1k/ 5k/10kcps | RS485
103100520 | CT6Y-1P4 | 2518.3125 | 6 Digit | W72 X H36 X L77mm | 100-240VAC,50/60Hz | Selectable Voltage or No-voltage input (PNP/NPN) | Relay (1c) | Selectable 1/30/1k/ 5k/10kcps | None
103100550 | CT6Y-1P4T | 3607.3125 | 6 Digit | W72 X H36 X L77mm | 100-240VAC,50/60Hz | Selectable Voltage or No-voltage input (PNP/NPN) | Relay (1c) | Selectable 1/30/1k/ 5k/10kcps | RS485
103100610 | CT6Y-2P2 | 3062.8125 | 6 Digit | W72 X H36 X L77mm | 24VAC 50/60Hz /24-48VDC | Selectable Voltage or No-voltage input (PNP/NPN) | 2 Relay (2c) | Selectable 1/30/1k/ 5k/10kcps | None
103100640 | CT6Y-2P2T | 4151.8125 | 6 Digit | W72×H36mm | 24VAC 50/60Hz /24-48VDC | Selectable Voltage or No-voltage input (PNP/NPN) | 2 Relay (2c) | Selectable 1/30/1k/ 5k/10kcps | RS485
103100510 | CT6Y-2P4 | 3062.8125 | 6 Digit | W72 X H36 X L77mm | 100-240VAC,50/60Hz | Selectable Voltage or No-voltage input (PNP/NPN) | 2 Relay (2c) | Selectable 1/30/1k/ 5k/10kcps | None
103100540 | CT6Y-2P4T | 4151.8125 | 6 Digit | W72×H36mm | 100-240VAC,50/60Hz | Selectable Voltage or No-voltage input (PNP/NPN) | 2 Relay (2c) | Selectable 1/30/1k/ 5k/10kcps | RS485
103100630 | CT6Y-I2 | 2178 | 6 Digit | W72×H36mm | 24VAC 50/60Hz /24-48VDC | Selectable Voltage or No-voltage input (PNP/NPN) | None | Selectable 1/30/1k/ 5k/10kcps | None
103100660 | CT6Y-I2T | 3267 | 6 Digit | W72×H36mm | 24VAC 50/60Hz /24-48VDC | Selectable Voltage or No-voltage input (PNP/NPN) | None | Selectable 1/30/1k/ 5k/10kcps | RS485
103100530 | CT6Y-I4 | 2178 | 6 Digit | W72×H36mm | 100-240VAC,50/60Hz | Selectable Voltage or No-voltage input (PNP/NPN) | None | Selectable 1/30/1k/ 5k/10kcps | None
103100560 | CT6Y-I4T | 3267 | 6 Digit | W72×H36mm | 100-240VAC,50/60Hz | Selectable Voltage or No-voltage input (PNP/NPN) | None | Selectable 1/30/1k/ 5k/10kcps | RS485
101050230 | F4AM | 4492.125 | 4 Digit | W72 X H72 X L112mm | 100-240VAC | NPN/PNP | Relay (1c) | Selectable 1/30/2k/5k cps
101050330 | F4AM | 4492.125 |  |  | 12-24VDC
101050331 | F4AM | 4492.125 | 4 Digit | W72 X H72 X L112mm | 12-24VAC/12-24VDC | NPN/PNP | Relay (1c) | Selectable 1/30/2k/5k cps
101050250 | F4AM-2P | 5376.9375 | 4 Digit | W72 X H72 X L112mm | 100-240VAC | NPN/PNP | 2 Relay (2c) | Selectable 1/30/2k/5k cps
101050351 | F4AM-2P | 5376.9375 | 4 Digit | W72 X H72 X L112mm | 12-24VAC/12-24VDC | NPN/PNP | 2 Relay (2c) | Selectable 1/30/2k/5k cps
101050210 | F4BM | 3607.3125 | 4 Digit | W72 X H72 X L112mm | 100-240VAC | NPN/PNP | Relay (1c) | Selectable 1/30/2k/5k cps
101050311 | F4BM | 3607.3125 | 4 Digit | W72 X H72 X L112mm | 12-24VDC | NPN/PNP | Relay (1c) | Selectable 1/30/2k/5k cps
101050240 | F6AM | 4900.5 | 6 Digit | W72 X H72 X L112mm | 100-240VAC | NPN/PNP | Relay (1c) | Selectable 1/30/2k/5k cps
101050341 | F6AM | 4900.5 | 6 Digit | W72 X H72 X L112mm | 12-24VAC/12-24VDC | NPN/PNP | Relay (1c) | Selectable 1/30/2k/5k cps
101050260 | F6AM-2P | 6534 | 6 Digit | W72 X H72 X L112mm | 100-240VAC | NPN/PNP | 2 Relay (2c) | Selectable 1/30/2k/5k cps
101050360 | F6AM-2P | 6534 | 6 Digit | W72 X H72 X L112mm | 12-24VDC | NPN/PNP | 2 Relay (2c) | Selectable 1/30/2k/5k cps
101050361 | F6AM-2P | 6534 | 6 Digit | W72 X H72 X L112mm | 12-24VAC/12-24VDC | NPN/PNP | 2 Relay (2c) | Selectable 1/30/2k/5k cps
101050220 | F6BM | 3947.625 | 4 Digit | W144 X H72 X L112mm | 100-240VAC | NPN/PNP | 2 Relay (2c) | Selectable 1/30/2k/5k cps
101050320 | F6BM | 3947.625 |  |  | 12-24VDC
101050321 | F6BM | 3947.625 | 4 Digit | W144 X H72 X L112mm | 12-24VAC/12-24VDC | NPN/PNP | 2 Relay (2c) | Selectable 1/30/2k/5k cps
101100010 | F8A | 4621.4438 | 8 Digit | W72 X H72 X L113mm | 100-240VAC | NPN/PNP | Relay (1c) | Selectable 1/30/2k/5k cps
101100021 | F8A | 4621.4438 | 8 Digit | W72 X H72 X L113mm | 12-24VAC/12-24VDC | NPN/PNP | Relay (1c) | Selectable 1/30/2k/5k cps
101100030 | F8B | 3743.4375 | 8 Digit | W72 X H72 X L113mm | 100-240VAC | NPN/PNP | Relay (1c) | Selectable 1/30/2k/5k cps
101100041 | F8B | 3743.4375 | 8 Digit | W72 X H72 X L113mm | 12-24VAC/12-24VDC | NPN/PNP | Relay (1c) | Selectable 1/30/2k/5k cps
101070060 | FS4A | 2790.5625 | 4 Digit | W48 X H48 X L85mm | 100-240VAC | NPN | 2 Relay (2c) | Selectable 1/30/2k/5k cps
101070081 | FS4A | 2790.5625 | 4 Digit | W48 X H48 X L85mm | 12-24VAC/12-24VDC | NPN | 2 Relay (2c) | Selectable 1/30/2k/5k cps
102070050 | FS4E | 2790.5625 | 4 Digit | W48 X H48 X L85mm | 100-240VAC |  | No-voltage input | Single preset Up/Down
102070071 | FS4E | 2790.5625 | 4 Digit | W48 X H48 X L85mm | 12-24VAC/12-24VDC |  | No-voltage input | Single preset Up/Down
101070050 | FS5B | 1905.75 | 5 Digit | W48 X H48 X L85mm | 100-240VAC | NPN | None | Selectable 1/30/2k/5k cps
101070071 | FS5B | 1905.75 | 5 Digit | W48 X H48 X L85mm | 12-24VAC/12-24VDC | NPN | None | Selectable 1/30/2k/5k cps
102070060 | FS5EI | 2382.1875 | 5 Digit | W48 X H48 X L85mm | 100-240VAC |  | No-voltage input | Indication type Up/Down
102070081 | FS5EI | 2382.1875 | 5 Digit | W48 X H48 X L85mm | 12-24VAC/12-24VDC |  | No-voltage input | Indication type Up/Down
103030150 | FX4 | 3471.1875 | 4 Digit | W72 X H72 X L113mm | 100-240VAC | NPN/PNP | Relay (1c) | Selectable 1/30/2k/5k cps
103030211 | FX4 | 3471.1875 | 4 Digit | W72 X H72 X L113mm | 12-24VAC/12-24VDC | NPN/PNP | Relay (1c) | Selectable 1/30/2k/5k cps
103030170 | FX4-2P | 4628.25 | 4 Digit | W72 X H72 X L113mm | 100-240VAC | NPN/PNP | 2 Relay (2c) | Selectable 1/30/2k/5k cps
103030231 | FX4-2P | 4628.25 | 4 Digit | W72 X H72 X L113mm | 12-24VAC/12-24VDC | NPN/PNP | 2 Relay (2c) | Selectable 1/30/2k/5k cps
103040080 | FX4H | 3471.1875 | 4 Digit | W48 X H96 X L100mm | 100-240AC | NPN/PNP | Relay (1c) | Selectable 1/30/2k/5k cps
103040110 | FX4H | 3471.1875 | 4 Digit | W48 X H96 X L100mm | 12-24VDC | NPN/PNP | Relay (1c) | Selectable 1/30/2k/5k cps
103040111 | FX4H | 3471.1875 | 4 Digit | W48 X H96 X L100mm | 12-24VAC/12-24VDC | NPN/PNP | Relay (1c) | Selectable 1/30/2k/5k cps
103040090 | FX4H-2P | 4628.25 | 4 Digit | W48 X H96 X L100mm | 100-240AC | NPN/PNP | 2 Relay (2c) | Selectable 1/30/2k/5k cps
103040120 | FX4H-2P | 4628.25 | 4 Digit | W48 X H96 X L100mm | 12-24VDC | NPN/PNP | 2 Relay (2c) | Selectable 1/30/2k/5k cps
103040121 | FX4H-2P | 4628.25 | 4 Digit | W48 X H96 X L100mm | 12-24VAC/12-24VDC | NPN/PNP | 2 Relay (2c) | Selectable 1/30/2k/5k cps
103040070 | FX4H-I | 2790.5625 | 4 Digit | W48 X H96 X L100mm | 100-240AC | NPN/PNP | None | Selectable 1/30/2k/5k cps
103040100 | FX4H-I | 2790.5625 | 4 Digit | W48 X H96 X L100mm | 12-24VDC | NPN/PNP | None | Selectable 1/30/2k/5k cps
103040101 | FX4H-I | 2790.5625 | 4 Digit | W48 X H96 X L100mm | 12-24VAC/12-24VDC | NPN/PNP | None | Selectable 1/30/2k/5k cps
103030130 | FX4-I | 2790.5625 | 4 Digit | W72 X H72 X L113mm | 100-240VAC | NPN/PNP | None | Selectable 1/30/2k/5k cps
103030191 | FX4-I | 2790.5625 | 4 Digit | W72 X H72 X L113mm | 12-24VAC/12-24VDC | NPN/PNP | None | Selectable 1/30/2k/5k cps
103050110 | FX4L-2P | 5104.6875 | 4 Digit | W144 X H72 X L112mm | 100-240VAC | NPN/PNP | 2 Relay (2c) | Selectable 1/30/2k/5k cps
103050150 | FX4L-2P | 5104.6875 | 4 Digit | W144 X H72 X L112mm | 12-24VDC | NPN/PNP | 2 Relay (2c) | Selectable 1/30/2k/5k cps
103050151 | FX4L-2P | 5104.6875 | 4 Digit | W144 X H72 X L112mm | 12-24VAC/12-24VDC | NPN/PNP | 2 Relay (2c) | Selectable 1/30/2k/5k cps
103050090 | FX4L-I | 3198.9375 | 4 Digit | W144 X H72 X L112mm | 100-240VAC | NPN/PNP | None | Selectable 1/30/2k/5k cps
103050131 | FX4L-I | 3198.9375 | 4 Digit | W144 X H72 X L112mm | 12-24VAC/12-24VDC | NPN/PNP | None | Selectable 1/30/2k/5k cps
103020050 | FX4S | 2790.5625 | 4 Digit | W48 X H48 X L91mm | 100-240VAC | NPN/PNP | Relay (1c) | Selectable 1/30/2k/5k cps
103020053 | FX4S | 2790.5625 | 4 Digit | W48 X H48 X L91mm | 100-240VAC(PNP) | NPN/PNP | Relay (1c) + PNP | Selectable 1/30/2k/5k cps
103020071 | FX4S | 2790.5625 | 4 Digit | W48 X H48 X L91mm | 12-24VAC/12-24VDC | NPN/PNP | Relay (1c) | Selectable 1/30/2k/5k cps
199010010 | FX4Y BRACKET | 0 |  |  | Y-BRACKET
103010050 | FX4Y-I | 2382.1875 | 4 Digit | W72 X H36 X L93mm | 100-240VAC | NPN | None | Selectable 1/30/2k/5k cps
103010071 | FX4Y-I | 2382.1875 | 4 Digit | W72 X H36 X L93mm | 12-24VAC/12-24VDC | NPN | None | Selectable 1/30/2k/5k cps
103020060 | FX5S-I | 2450.25 | 5 Digit | W48 X H48 X L91mm | 100-240VAC | NPN/PNP | None | Selectable 1/30/2k/5k cps
103020081 | FX5S-I | 2450.25 | 5 Digit | W48 X H48 X L91mm | 12-24VAC/12-24VDC | NPN/PNP | None | Selectable 1/30/2k/5k cps
103030160 | FX6 | 3947.625 | 6 Digit | W72 X H72 X L113mm | 100-240VAC | NPN/PNP | Relay (1c) | Selectable 1/30/2k/5k cps
103030221 | FX6 | 3947.625 | 6 Digit | W72 X H72 X L113mm | 12-24VAC/12-24VDC | NPN/PNP | Relay (1c) | Selectable 1/30/2k/5k cps
103030180 | FX6-2P | 5172.75 | 6 Digit | W72 X H72 X L113mm | 100-240VAC | NPN/PNP | 2 Relay (2c) | Selectable 1/30/2k/5k cps
103030241 | FX6-2P | 5172.75 | 6 Digit | W72 X H72 X L113mm | 12-24VAC/12-24VDC | NPN/PNP | 2 Relay (2c) | Selectable 1/30/2k/5k cps
103030140 | FX6-I | 2926.6875 | 6 Digit | W72 X H72 X L113mm | 100-240VAC | NPN/PNP | None | Selectable 1/30/2k/5k cps
103030201 | FX6-I | 2926.6875 | 6 Digit | W72 X H72 X L113mm | 12-24VAC/12-24VDC | NPN/PNP | None | Selectable 1/30/2k/5k cps
103050120 | FX6L-2P | 5683.2188 | 6 Digit | W144 X H72 X L112mm | 100-240VAC | NPN/PNP | 2 Relay (2c) | Selectable 1/30/2k/5k cps
103050160 | FX6L-2P | 5683.2188 | 6 Digit | W144 X H72 X L112mm | 12-24VDC | NPN/PNP | 2 Relay (2c) | Selectable 1/30/2k/5k cps
103050161 | FX6L-2P | 5683.2188 | 6 Digit | W144 X H72 X L112mm | 12-24VAC/12-24VDC | NPN/PNP | 2 Relay (2c) | Selectable 1/30/2k/5k cps
103050100 | FX6L-I | 3471.1875 | 6 Digit | W144 X H72 X L112mm | 100-240VAC | NPN/PNP | None | Selectable 1/30/2k/5k cps
103050141 | FX6L-I | 3471.1875 | 6 Digit | W144 X H72 X L112mm | 12-24VAC/12-24VDC | NPN/PNP | None | Selectable 1/30/2k/5k cps
103010060 | FX6Y-I | 2518.3125 | 6 Digit | W72 X H36 X L93mm | 100-240VAC | NPN | None | Selectable 1/30/2k/5k cps
103010081 | FX6Y-I | 2518.3125 | 6 Digit | W72 X H36 X L93mm | 12-24VAC/12-24VDC | NPN | None | Selectable 1/30/2k/5k cps
101060230 | L4AM-2P | 6534 | 4 Digit | W144 X H72 X L112mm | 100-240VAC | NPN/PNP | 2 Relay (2c) | Selectable 1/30/2k/5k cps
101060330 | L4AM-2P | 6534 | 4 Digit | W144 X H72 X L112mm | 12-24VDC | NPN/PNP | 2 Relay (2c) | Selectable 1/30/2k/5k cps
101060331 | L4AM-2P | 6534 | 4 Digit | W144 X H72 X L112mm | 12-24VAC/12-24VDC | NPN/PNP | 2 Relay (2c) | Selectable 1/30/2k/5k cps
101060210 | L4BM | 3947.625 | 4 Digit | W144 X H72 X L112mm | 100-240VAC | NPN/PNP | Relay (1c) | Selectable 1/30/2k/5k cps
101060310 | L4BM | 3947.625 | 4 Digit | W144 X H72 X L112mm | 12-24VDC | NPN/PNP | Relay (1c) | Selectable 1/30/2k/5k cps
101060311 | L4BM | 3947.625 | 4 Digit | W144 X H72 X L112mm | 12-24VAC/12-24VDC | NPN/PNP | Relay (1c) | Selectable 1/30/2k/5k cps
101060240 | L6AM-2P | 7078.5 | 6 Digit | W144 X H72 X L112mm | 100-240VAC | NPN/PNP | 2 Relay (2c) | Selectable 1/30/2k/5k cps
101060340 | L6AM-2P | 7078.5 | 6 Digit | W144 X H72 X L112mm | 12-24VDC | NPN/PNP | 2 Relay (2c) | Selectable 1/30/2k/5k cps
101060341 | L6AM-2P | 7078.5 | 6 Digit | W144 X H72 X L112mm | 12-24VAC/12-24VDC | NPN/PNP | 2 Relay (2c) | Selectable 1/30/2k/5k cps
101060220 | L6BM | 4219.875 | 6 Digit | W144 X H72 X L112mm | 100-240VAC | NPN/PNP | Relay (1c) | Selectable 1/30/2k/5k cps
101060321 | L6BM | 4219.875 | 6 Digit | W144 X H72 X L112mm | 12-24VAC/12-24VDC | NPN/PNP | Relay (1c) | Selectable 1/30/2k/5k cps
101020040 | L8A | 5227.2 | 8 Digit | W144 X H72 X L112mm | 100-240VAC | NPN/PNP | Relay (1c) | Selectable 1/30/2k/5k cps
101020051 | L8A | 5227.2 | 8 Digit | W144 X H72 X L112mm | 12-24VDC | NPN/PNP | Relay (1c) | Selectable 1/30/2k/5k cps
101020060 | L8B | 4185.8438 | 8 Digit | W144 X H72 X L112mm | 100-240VAC | NPN/PNP | Relay (1c) | Selectable 1/30/2k/5k cps
101020071 | L8B | 4185.8438 | 8 Digit | W144 X H72 X L112mm | 12-24VDC | NPN/PNP | Relay (1c) | Selectable 1/30/2k/5k cps
101110150 | LA8N-BF | 1402.0875 | 8 Digit | W48 X H24 X L54mm | 24-240VAC(N) | Universal voltage input | None | 20cps | Кнопкой на передней панели / сигналом
101110110 | LA8N-BN | 1293.1875 | 8 Digit | W48 X H24 X L54mm | 3VDC(N) | No voltage input (NPN open collector) | None | 1cps/30cps/1kcps | Кнопкой на передней панели / сигналом
101110130 | LA8N-BN-L | 1429.3125 |  |  | 24VDC(N)
101110120 | LA8N-BV | 1402.0875 |  |  | 3VDC(N)
101110140 | LA8N-BV-L | 1538.2125 |  |  | 24VDC(N)
102130010 | LE365S-41 | 2552.3438 | Weekly Timer | W72 X H72 X L60mm | 100-240VAC | 1 Relay (1a) | Programmable 48/24 steps
102080017 | LE3S | 2041.875 | 3 Digit | W48 X H48 X L67mm | 24-240VAC | SPDT(1c) | No-voltage input | Multi time range, Multi operation
102080035 | LE3SA | 2041.875 | 3 Digit | W48 X H48 X L67mm | 24-240VAC | DPDT (2c) | No-voltage input | Multi time range, Power ON Delay operation
102080055 | LE3SB | 2041.875 | 3 Digit | W48 X H48 X L67mm | 24-240VAC | SPDT(1c) | No-voltage input
102080810 | LE4S | 2246.0625 | 4 Digit | W48 X H48 X L86mm | 24-240VAC | SPDT(1c) | No-voltage input | Multi time range, Multi operation, LCD backlight
102080820 | LE4SA | 2246.0625 | 4 Digit | W48 X H48 X L86mm | 24-240VAC | SPDT(1c);DPDT (2c) | No-voltage input
102100020 | LE7M-2 | 3232.9688 | Weekly Timer | W72 X H72 X L60mm | 100-240VAC | 2 Relay (2c) | Programmable 24 steps
102120150 | LE8N-BF | 1402.0875 | 8 Digit | W48 X H24 X L54mm | 24-240VAC(N) | Universal voltage input | 9999.59.59(h.m.s), 99999.59.9(h.m), 999999.59(h.m) 9999H59.9(h.m), 99999H59(h.m), 999999H.9(H) | Кнопкой на передней панели / сигналом
102120110 | LE8N-BN | 1293.1875 | 8 Digit | W48 X H24 X L54mm | 3VDC(N) | No voltage input (NPN open collector) | 9999.59.59(h.m.s), 99999.59.9(h.m), 999999.59(h.m) 9999H59.9(h.m), 99999H59(h.m), 999999H.9(H) | Кнопкой на передней панели / сигналом
102120130 | LE8N-BN-L | 1429.3125 |  |  | 24VDC(N)
102120120 | LE8N-BV | 1402.0875 |  |  | 3VDC(N)
102120140 | LE8N-BV-L | 1538.2125 |  |  | 24VDC(N)
Артикул | Model | Retail price, RUR | Digital/Analog | Size | Power supply | Input | Output | Counting speed | COMMUNICATION
102032061 | AT11DN | 816.75 | Analog | W48 X H48 X L65mm | 100-240VAC(MACROMATIC) | 0.05sec ~ 100hours | DPDT(2c)
102032040 | AT11DN-1 | 816.75 | Analog | W48 X H48 X L65mm | 12VDC/AT | 0.05sec ~ 100hours | DPDT(2c)
102032050 | AT11DN-2 | 816.75 | Analog | W48 X H48 X L65mm | 24VAC/24VDC | 0.05sec ~ 100hours | DPDT(2c)
102032060 | AT11DN | 816.75 | Analog | W48 X H48 X L65mm | 100-240VAC/24-240VDC | 0.05sec ~ 100hours | DPDT(2c)
102032090 | AT11EN | 816.75 | Analog | W48 X H48 X L65mm | 100-240VAC/24-240VDC | 0.05sec ~ 100hours | SPDT(1c), SPDT(1c)
102032010 | AT8N-1 | 816.75 | Analog | W48 X H48 X L65mm | 12VDC/AT | 0.05sec ~ 100hours | DPDT(2c), SPDT(1c)+ SPDT(1c)
102032020 | AT8N-2 | 816.75 | Analog | W48 X H48 X L65mm | 24VAC/24VDC | 0.05sec ~ 100hours | DPDT(2c), SPDT(1c)+ SPDT(1c)
102032030 | AT8N | 816.75 | Analog | W48 X H48 X L65mm | 100-240VAC/24-240VDC | 0.05sec ~ 100hours | DPDT(2c), SPDT(1c)+ SPDT(1c)
102050380 | AT8PMN | 1089 | Analog | W48 X H48 X L65mm | 200-240VAC | 0.5,1,5,10min | DPDT (2c)
102050350 | AT8PMN-2 | 1089 | Analog | W48 X H48 X L65mm | 24VAC/24VDC | 0.5,1,5,10min | DPDT (2c)
102050370 | AT8PMN-6 | 1089 | Analog | W48 X H48 X L65mm | 100-120VAC | 0.5,1,5,10min | DPDT (2c)
102050360 | AT8PMN-7 | 1089 | Analog | W48 X H48 X L65mm | 100/110VDC | 0.5,1,5,10min | DPDT (2c)
102050340 | AT8PSN | 1089 | Analog | W48 X H48 X L65mm | 200-240VAC | 0.5,1,5,10sec | DPDT (2c)
102050310 | AT8PSN-2 | 1089 | Analog | W48 X H48 X L65mm | 24VAC/24VDC | 0.5,1,5,10sec | DPDT (2c)
102050330 | AT8PSN-6 | 1089 | Analog | W48 X H48 X L65mm | 100-120VAC | 0.5,1,5,10sec | DPDT (2c)
102050320 | AT8PSN-7 | 1089 | Analog | W48 X H48 X L65mm | 100/110VDC | 0.5,1,5,10sec | DPDT (2c)
102040110 | AT8SDN | 1020.9375 | Analog | W48 X H48 X L65mm | 100-240VAC/24-240VDC | 0.5sec ~ 100sec | Star:SPST(1a), Delta :SPST(1a)
102060090 | ATE-10M | 476.4375 | Analog | W48 X H48 X L79mm | AC110/220V | 1,3,6,30,60s | SPDT (1c), SPST (1a)
102060040 | ATE-10S | 476.4375 | Analog | W48 X H48 X L79mm | AC110/220V | 1,3,6,30,60s | SPDT (1c), SPST (1a)
102060540 | ATE1-10M | 476.4375 | Analog | W48 X H48 X L79mm | AC110V | 3,6,10,30,60m | DPDT (2c)
102060690 | ATE1-10M | 476.4375 | Analog | W48 X H48 X L79mm | AC220V | 3,6,10,30,60m | DPDT (2c)
102060240 | ATE1-10M | 476.4375 | Analog | W48 X H48 X L79mm | DC12V | 3,6,10,30,60m | DPDT (2c)
102060390 | ATE1-10M | 476.4375 | Analog | W48 X H48 X L79mm | DC24V | 3,6,10,30,60m | DPDT (2c)
102060490 | ATE1-10S | 476.4375 | Analog | W48 X H48 X L79mm | AC110V | 3,6,10,30,60m | DPDT (2c)
102060640 | ATE1-10S | 476.4375 | Analog | W48 X H48 X L79mm | AC220V | 3,6,10,30,60m | DPDT (2c)
102060044 | ATE1-10S | 476.4375 | Analog | W48 X H48 X L79mm | AM-AC110V | 3,6,10,30,60m | DPDT (2c)
102060190 | ATE1-10S | 476.4375 | Analog | W48 X H48 X L79mm | DC12V | 3,6,10,30,60m | DPDT (2c)
102060340 | ATE1-10S | 476.4375 | Analog | W48 X H48 X L79mm | DC24V | 3,6,10,30,60m | DPDT (2c)
102060590 | ATE1-12H | 476.4375 | Analog | W48 X H48 X L79mm | AC110V | 3,6,10,30,60m | DPDT (2c)
102060740 | ATE1-12H | 476.4375 | Analog | W48 X H48 X L79mm | AC220V | 3,6,10,30,60m | DPDT (2c)
102060290 | ATE1-12H | 476.4375 | Analog | W48 X H48 X L79mm | DC12V | 3,6,10,30,60m | DPDT (2c)
102060440 | ATE1-12H | 476.4375 | Analog | W48 X H48 X L79mm | DC24V | 3,6,10,30,60m | DPDT (2c)
102060460 | ATE1-1S | 476.4375 | Analog | W48 X H48 X L79mm | AC110V | 3,6,10,30,60m | DPDT (2c)
102060610 | ATE1-1S | 476.4375 | Analog | W48 X H48 X L79mm | AC220V | 3,6,10,30,60m | DPDT (2c)
102060160 | ATE1-1S | 476.4375 | Analog | W48 X H48 X L79mm | DC12V | 3,6,10,30,60m | DPDT (2c)
102060310 | ATE1-1S | 476.4375 | Analog | W48 X H48 X L79mm | DC24V | 3,6,10,30,60m | DPDT (2c)
102060600 | ATE1-24H | 476.4375 | Analog | W48 X H48 X L79mm | AC110V | 3,6,10,30,60m | DPDT (2c)
102060750 | ATE1-24H | 476.4375 | Analog | W48 X H48 X L79mm | AC220V | 3,6,10,30,60m | DPDT (2c)
102060300 | ATE1-24H | 476.4375 | Analog | W48 X H48 X L79mm | DC12V | 3,6,10,30,60m | DPDT (2c)
102060450 | ATE1-24H | 476.4375 | Analog | W48 X H48 X L79mm | DC24V | 3,6,10,30,60m | DPDT (2c)
102060140 | ATE-12H | 476.4375 | Analog | W48 X H48 X L79mm | AC110/220V | 1,3,6,30,60s | SPDT (1c), SPST (1a)
102060550 | ATE1-30M | 476.4375 | Analog | W48 X H48 X L79mm | AC110V | 3,6,10,30,60m | DPDT (2c)
102060700 | ATE1-30M | 476.4375 | Analog | W48 X H48 X L79mm | AC220V | 3,6,10,30,60m | DPDT (2c)
102060250 | ATE1-30M | 476.4375 | Analog | W48 X H48 X L79mm | DC12V | 3,6,10,30,60m | DPDT (2c)
102060400 | ATE1-30M | 476.4375 | Analog | W48 X H48 X L79mm | DC24V | 3,6,10,30,60m | DPDT (2c)
102060200 | ATE1-30S | 476.4375 | Analog | W48 X H48 X L79mm | DC12V | 3,6,10,30,60m | DPDT (2c)
102060350 | ATE1-30S | 476.4375 | Analog | W48 X H48 X L79mm | DC24V | 3,6,10,30,60m | DPDT (2c)
102060500 | ATE1-30S | 476.4375 | Analog | W48 X H48 X L79mm | AC110V | 3,6,10,30,60m | DPDT (2c)
102060650 | ATE1-30S | 476.4375 | Analog | W48 X H48 X L79mm | AC220V | 3,6,10,30,60m | DPDT (2c)
102060651 | ATE1-30S | 476.4375 | Analog | W48 X H48 X L79mm | AC180-210V | 3,6,10,30,60m | DPDT (2c)
102060270 | ATE1-3H | 476.4375 | Analog | W48 X H48 X L79mm | DC12V | 3,6,10,30,60m | DPDT (2c)
102060420 | ATE1-3H | 476.4375 | Analog | W48 X H48 X L79mm | DC24V | 3,6,10,30,60m | DPDT (2c)
102060570 | ATE1-3H | 476.4375 | Analog | W48 X H48 X L79mm | AC110V | 3,6,10,30,60m | DPDT (2c)
102060720 | ATE1-3H | 476.4375 | Analog | W48 X H48 X L79mm | AC220V | 3,6,10,30,60m | DPDT (2c)
102060220 | ATE1-3M | 476.4375 | Analog | W48 X H48 X L79mm | DC12V | 3,6,10,30,60m | DPDT (2c)
102060370 | ATE1-3M | 476.4375 | Analog | W48 X H48 X L79mm | DC24V | 3,6,10,30,60m | DPDT (2c)
102060520 | ATE1-3M | 476.4375 | Analog | W48 X H48 X L79mm | AC110V | 3,6,10,30,60m | DPDT (2c)
102060670 | ATE1-3M | 476.4375 | Analog | W48 X H48 X L79mm | AC220V | 3,6,10,30,60m | DPDT (2c)
102060170 | ATE1-3S | 476.4375 | Analog | W48 X H48 X L79mm | DC12V | 3,6,10,30,60m | DPDT (2c)
102060320 | ATE1-3S | 476.4375 | Analog | W48 X H48 X L79mm | DC24V | 3,6,10,30,60m | DPDT (2c)
102060470 | ATE1-3S | 476.4375 | Analog | W48 X H48 X L79mm | AC110V | 3,6,10,30,60m | DPDT (2c)
102060620 | ATE1-3S | 476.4375 | Analog | W48 X H48 X L79mm | AC220V | 3,6,10,30,60m | DPDT (2c)
102060260 | ATE1-60M | 476.4375 | Analog | W48 X H48 X L79mm | DC12V | 3,6,10,30,60m | DPDT (2c)
102060410 | ATE1-60M | 476.4375 | Analog | W48 X H48 X L79mm | DC24V | 3,6,10,30,60m | DPDT (2c)
102060560 | ATE1-60M | 476.4375 | Analog | W48 X H48 X L79mm | AC110V | 3,6,10,30,60m | DPDT (2c)
102060710 | ATE1-60M | 476.4375 | Analog | W48 X H48 X L79mm | AC220V | 3,6,10,30,60m | DPDT (2c)
102060210 | ATE1-60S | 476.4375 | Analog | W48 X H48 X L79mm | DC12V | 3,6,10,30,60m | DPDT (2c)
102060360 | ATE1-60S | 476.4375 | Analog | W48 X H48 X L79mm | DC24V | 3,6,10,30,60m | DPDT (2c)
102060510 | ATE1-60S | 476.4375 | Analog | W48 X H48 X L79mm | AC110V | 3,6,10,30,60m | DPDT (2c)
102060660 | ATE1-60S | 476.4375 | Analog | W48 X H48 X L79mm | AC220V | 3,6,10,30,60m | DPDT (2c)
102060661 | ATE1-60S | 476.4375 | Analog | W48 X H48 X L79mm | AC180-210V | 3,6,10,30,60m | DPDT (2c)
102060280 | ATE1-6H | 476.4375 | Analog | W48 X H48 X L79mm | DC12V | 3,6,10,30,60m | DPDT (2c)
102060430 | ATE1-6H | 476.4375 | Analog | W48 X H48 X L79mm | DC24V | 3,6,10,30,60m | DPDT (2c)
102060580 | ATE1-6H | 476.4375 | Analog | W48 X H48 X L79mm | AC110V | 3,6,10,30,60m | DPDT (2c)
102060730 | ATE1-6H | 476.4375 | Analog | W48 X H48 X L79mm | AC220V | 3,6,10,30,60m | DPDT (2c)
102060230 | ATE1-6M | 476.4375 | Analog | W48 X H48 X L79mm | DC12V | 3,6,10,30,60m | DPDT (2c)
102060380 | ATE1-6M | 476.4375 | Analog | W48 X H48 X L79mm | DC24V | 3,6,10,30,60m | DPDT (2c)
102060530 | ATE1-6M | 476.4375 | Analog | W48 X H48 X L79mm | AC110V | 3,6,10,30,60m | DPDT (2c)
102060680 | ATE1-6M | 476.4375 | Analog | W48 X H48 X L79mm | AC220V | 3,6,10,30,60m | DPDT (2c)
102060032 | ATE1-6S | 476.4375 | Analog | W48 X H48 X L79mm | AM-AC110V | 3,6,10,30,60m | DPDT (2c)
102060180 | ATE1-6S | 476.4375 | Analog | W48 X H48 X L79mm | DC12V | 3,6,10,30,60m | DPDT (2c)
102060330 | ATE1-6S | 476.4375 | Analog | W48 X H48 X L79mm | DC24V | 3,6,10,30,60m | DPDT (2c)
102060480 | ATE1-6S | 476.4375 | Analog | W48 X H48 X L79mm | AC110V | 3,6,10,30,60m | DPDT (2c)
102060630 | ATE1-6S | 476.4375 | Analog | W48 X H48 X L79mm | AC220V | 3,6,10,30,60m | DPDT (2c)
102060010 | ATE-1S | 476.4375 | Analog | W48 X H48 X L79mm | AC110/220V | 1,3,6,30,60s | SPDT (1c), SPST (1a)
102060840 | ATE2-10M | 476.4375 | Analog | W48 X H48 X L79mm | DC12V | 3,6,12,24h | SPDT (1c), SPST (1c)
102060990 | ATE2-10M | 476.4375 | Analog | W48 X H48 X L79mm | DC24V | 3,6,12,24h | SPDT (1c), SPST (1c)
102061140 | ATE2-10M | 476.4375 | Analog | W48 X H48 X L79mm | AC110V | 3,6,12,24h | SPDT (1c), SPST (1c)
102061290 | ATE2-10M | 476.4375 | Analog | W48 X H48 X L79mm | AC220V | 3,6,12,24h | SPDT (1c), SPST (1c)
102060790 | ATE2-10S | 476.4375 | Analog | W48 X H48 X L79mm | DC12V | 3,6,12,24h | SPDT (1c), SPST (1c)
102060940 | ATE2-10S | 476.4375 | Analog | W48 X H48 X L79mm | DC24V | 3,6,12,24h | SPDT (1c), SPST (1c)
102061090 | ATE2-10S | 476.4375 | Analog | W48 X H48 X L79mm | AC110V | 3,6,12,24h | SPDT (1c), SPST (1c)
102061240 | ATE2-10S | 476.4375 | Analog | W48 X H48 X L79mm | AC220V | 3,6,12,24h | SPDT (1c), SPST (1c)
102060890 | ATE2-12H | 476.4375 | Analog | W48 X H48 X L79mm | DC12V | 3,6,12,24h | SPDT (1c), SPST (1c)
102061040 | ATE2-12H | 476.4375 | Analog | W48 X H48 X L79mm | DC24V | 3,6,12,24h | SPDT (1c), SPST (1c)
102061190 | ATE2-12H | 476.4375 | Analog | W48 X H48 X L79mm | AC110V | 3,6,12,24h | SPDT (1c), SPST (1c)
102061340 | ATE2-12H | 476.4375 | Analog | W48 X H48 X L79mm | AC220V | 3,6,12,24h | SPDT (1c), SPST (1c)
102060760 | ATE2-1S | 476.4375 | Analog | W48 X H48 X L79mm | DC12V | 3,6,12,24h | SPDT (1c), SPST (1c)
102060910 | ATE2-1S | 476.4375 | Analog | W48 X H48 X L79mm | DC24V | 3,6,12,24h | SPDT (1c), SPST (1c)
102061060 | ATE2-1S | 476.4375 | Analog | W48 X H48 X L79mm | AC110V | 3,6,12,24h | SPDT (1c), SPST (1c)
102061210 | ATE2-1S | 476.4375 | Analog | W48 X H48 X L79mm | AC220V | 3,6,12,24h | SPDT (1c), SPST (1c)
102060900 | ATE2-24H | 476.4375 | Analog | W48 X H48 X L79mm | DC12V | 3,6,12,24h | SPDT (1c), SPST (1c)
102061050 | ATE2-24H | 476.4375 | Analog | W48 X H48 X L79mm | DC24V | 3,6,12,24h | SPDT (1c), SPST (1c)
102061200 | ATE2-24H | 476.4375 | Analog | W48 X H48 X L79mm | AC110V | 3,6,12,24h | SPDT (1c), SPST (1c)
102061350 | ATE2-24H | 476.4375 | Analog | W48 X H48 X L79mm | AC220V | 3,6,12,24h | SPDT (1c), SPST (1c)
102060850 | ATE2-30M | 476.4375 | Analog | W48 X H48 X L79mm | DC12V | 3,6,12,24h | SPDT (1c), SPST (1c)
102061000 | ATE2-30M | 476.4375 | Analog | W48 X H48 X L79mm | DC24V | 3,6,12,24h | SPDT (1c), SPST (1c)
102061150 | ATE2-30M | 476.4375 | Analog | W48 X H48 X L79mm | AC110V | 3,6,12,24h | SPDT (1c), SPST (1c)
102061300 | ATE2-30M | 476.4375 | Analog | W48 X H48 X L79mm | AC220V | 3,6,12,24h | SPDT (1c), SPST (1c)
102060800 | ATE2-30S | 476.4375 | Analog | W48 X H48 X L79mm | DC12V | 3,6,12,24h | SPDT (1c), SPST (1c)
102060950 | ATE2-30S | 476.4375 | Analog | W48 X H48 X L79mm | DC24V | 3,6,12,24h | SPDT (1c), SPST (1c)
102061100 | ATE2-30S | 476.4375 | Analog | W48 X H48 X L79mm | AC110V | 3,6,12,24h | SPDT (1c), SPST (1c)
102061250 | ATE2-30S | 476.4375 | Analog | W48 X H48 X L79mm | AC220V | 3,6,12,24h | SPDT (1c), SPST (1c)
102060870 | ATE2-3H | 476.4375 | Analog | W48 X H48 X L79mm | DC12V | 3,6,12,24h | SPDT (1c), SPST (1c)
102061020 | ATE2-3H | 476.4375 | Analog | W48 X H48 X L79mm | DC24V | 3,6,12,24h | SPDT (1c), SPST (1c)
102061170 | ATE2-3H | 476.4375 | Analog | W48 X H48 X L79mm | AC110V | 3,6,12,24h | SPDT (1c), SPST (1c)
102061320 | ATE2-3H | 476.4375 | Analog | W48 X H48 X L79mm | AC220V | 3,6,12,24h | SPDT (1c), SPST (1c)
102060820 | ATE2-3M | 476.4375 | Analog | W48 X H48 X L79mm | DC12V | 3,6,12,24h | SPDT (1c), SPST (1c)
102060970 | ATE2-3M | 476.4375 | Analog | W48 X H48 X L79mm | DC24V | 3,6,12,24h | SPDT (1c), SPST (1c)
102061120 | ATE2-3M | 476.4375 | Analog | W48 X H48 X L79mm | AC110V | 3,6,12,24h | SPDT (1c), SPST (1c)
102061270 | ATE2-3M | 476.4375 | Analog | W48 X H48 X L79mm | AC220V | 3,6,12,24h | SPDT (1c), SPST (1c)
102060770 | ATE2-3S | 476.4375 | Analog | W48 X H48 X L79mm | DC12V | 3,6,12,24h | SPDT (1c), SPST (1c)
102060920 | ATE2-3S | 476.4375 | Analog | W48 X H48 X L79mm | DC24V | 3,6,12,24h | SPDT (1c), SPST (1c)
102061070 | ATE2-3S | 476.4375 | Analog | W48 X H48 X L79mm | AC110V | 3,6,12,24h | SPDT (1c), SPST (1c)
102061220 | ATE2-3S | 476.4375 | Analog | W48 X H48 X L79mm | AC220V | 3,6,12,24h | SPDT (1c), SPST (1c)
102060150 | ATE-24H | 476.4375 | Analog | W48 X H48 X L79mm | AC110/220V | 1,3,6,30,60s | SPDT (1c), SPST (1a)
102060860 | ATE2-60M | 476.4375 | Analog | W48 X H48 X L79mm | DC12V | 3,6,12,24h | SPDT (1c), SPST (1c)
102061010 | ATE2-60M | 476.4375 | Analog | W48 X H48 X L79mm | DC24V | 3,6,12,24h | SPDT (1c), SPST (1c)
102061160 | ATE2-60M | 476.4375 | Analog | W48 X H48 X L79mm | AC110V | 3,6,12,24h | SPDT (1c), SPST (1c)
102061310 | ATE2-60M | 476.4375 | Analog | W48 X H48 X L79mm | AC220V | 3,6,12,24h | SPDT (1c), SPST (1c)
102060810 | ATE2-60S | 476.4375 | Analog | W48 X H48 X L79mm | DC12V | 3,6,12,24h | SPDT (1c), SPST (1c)
102060960 | ATE2-60S | 476.4375 | Analog | W48 X H48 X L79mm | DC24V | 3,6,12,24h | SPDT (1c), SPST (1c)
102061110 | ATE2-60S | 476.4375 | Analog | W48 X H48 X L79mm | AC110V | 3,6,12,24h | SPDT (1c), SPST (1c)
102061260 | ATE2-60S | 476.4375 | Analog | W48 X H48 X L79mm | AC220V | 3,6,12,24h | SPDT (1c), SPST (1c)
102060880 | ATE2-6H | 476.4375 | Analog | W48 X H48 X L79mm | DC12V | 3,6,12,24h | SPDT (1c), SPST (1c)
102061030 | ATE2-6H | 476.4375 | Analog | W48 X H48 X L79mm | DC24V | 3,6,12,24h | SPDT (1c), SPST (1c)
102061180 | ATE2-6H | 476.4375 | Analog | W48 X H48 X L79mm | AC110V | 3,6,12,24h | SPDT (1c), SPST (1c)
102061330 | ATE2-6H | 476.4375 | Analog | W48 X H48 X L79mm | AC220V | 3,6,12,24h | SPDT (1c), SPST (1c)
102060830 | ATE2-6M | 476.4375 | Analog | W48 X H48 X L79mm | DC12V | 3,6,12,24h | SPDT (1c), SPST (1c)
102060980 | ATE2-6M | 476.4375 | Analog | W48 X H48 X L79mm | DC24V | 3,6,12,24h | SPDT (1c), SPST (1c)
102061130 | ATE2-6M | 476.4375 | Analog | W48 X H48 X L79mm | AC110V | 3,6,12,24h | SPDT (1c), SPST (1c)
102061280 | ATE2-6M | 476.4375 | Analog | W48 X H48 X L79mm | AC220V | 3,6,12,24h | SPDT (1c), SPST (1c)
102060780 | ATE2-6S | 476.4375 | Analog | W48 X H48 X L79mm | DC12V | 3,6,12,24h | SPDT (1c), SPST (1c)
102060930 | ATE2-6S | 476.4375 | Analog | W48 X H48 X L79mm | DC24V | 3,6,12,24h | SPDT (1c), SPST (1c)
102061080 | ATE2-6S | 476.4375 | Analog | W48 X H48 X L79mm | AC110V | 3,6,12,24h | SPDT (1c), SPST (1c)
102061230 | ATE2-6S | 476.4375 | Analog | W48 X H48 X L79mm | AC220V | 3,6,12,24h | SPDT (1c), SPST (1c)
102060100 | ATE-30M | 476.4375 | Analog | W48 X H48 X L79mm | AC110/220V | 1,3,6,30,60s | SPDT (1c), SPST (1a)
102060050 | ATE-30S | 476.4375 | Analog | W48 X H48 X L79mm | AC110/220V | 1,3,6,30,60s | SPDT (1c), SPST (1a)
102060120 | ATE-3H | 476.4375 | Analog | W48 X H48 X L79mm | AC110/220V | 1,3,6,30,60s | SPDT (1c), SPST (1a)
102060070 | ATE-3M | 476.4375 | Analog | W48 X H48 X L79mm | AC110/220V | 1,3,6,30,60s | SPDT (1c), SPST (1a)
102060020 | ATE-3S | 476.4375 | Analog | W48 X H48 X L79mm | AC110/220V | 1,3,6,30,60s | SPDT (1c), SPST (1a)
102060110 | ATE-60M | 476.4375 | Analog | W48 X H48 X L79mm | AC110/220V | 1,3,6,30,60s | SPDT (1c), SPST (1a)
102060060 | ATE-60S | 476.4375 | Analog | W48 X H48 X L79mm | AC110/220V | 1,3,6,30,60s | SPDT (1c), SPST (1a)
102060064 | ATE-60S | 476.4375 | Analog | W48 X H48 X L79mm | AC180-210V | 1,3,6,30,60s | SPDT (1c), SPST (1a)
102060130 | ATE-6H | 476.4375 | Analog | W48 X H48 X L79mm | AC110/220V | 1,3,6,30,60s | SPDT (1c), SPST (1a)
102060080 | ATE-6M | 476.4375 | Analog | W48 X H48 X L79mm | AC110/220V | 1,3,6,30,60s | SPDT (1c), SPST (1a)
102060030 | ATE-6S | 476.4375 | Analog | W48 X H48 X L79mm | AC110/220V | 1,3,6,30,60s | SPDT (1c), SPST (1a)
102140070 | ATS11-11D | 646.5938 | Analog |  | 12VDC
102140130 | ATS11-11E | 646.5938 | Analog |  | 12VDC
102140100 | ATS11-13D | 646.5938 | Analog |  | 12VDC
102140160 | ATS11-13E | 646.5938 | Analog |  | 12VDC
102140080 | ATS11-21D | 646.5938 | Analog |  | 24VDC/24VAC
102140140 | ATS11-21E | 646.5938 | Analog |  | 24VDC/24VAC
102140110 | ATS11-23D | 646.5938 | Analog |  | 24VDC/24VAC
102140170 | ATS11-23E | 646.5938 | Analog |  | 24VDC/24VAC
102140090 | ATS11-41D | 646.5938 | Analog |  | 100-240VAC
102140150 | ATS11-41E | 646.5938 | Analog |  | 100-240VAC
102140120 | ATS11-43D | 646.5938 | Analog |  | 100-240VAC
102140180 | ATS11-43E | 646.5938 | Analog |  | 100-240VAC
102170070 | ATS11W-11 | 843.975 | Analog |  | 12VDC
102170100 | ATS11W-13 | 843.975 | Analog |  | 12VDC
102170080 | ATS11W-21 | 843.975 | Analog |  | 24VDC/24VAC
102170110 | ATS11W-23 | 843.975 | Analog |  | 24VDC/24VAC
102170090 | ATS11W-41 | 843.975 | Analog |  | 100-240VAC
102170120 | ATS11W-43 | 843.975 | Analog |  | 100-240VAC
102140010 | ATS8-11 | 646.5938 | Analog |  | 12VDC
102140040 | ATS8-13 | 646.5938 | Analog |  | 12VDC
102140020 | ATS8-21 | 646.5938 | Analog |  | 24VDC/24VAC
102140050 | ATS8-23 | 646.5938 | Analog |  | 24VDC/24VAC
102140030 | ATS8-41 | 646.5938 | Analog |  | 100-240VAC
102140060 | ATS8-43 | 646.5938 | Analog |  | 100-240VAC
102160040 | ATS8P-2M | 1054.9688 | Analog |  | 24VDC/24VAC
102160010 | ATS8P-2S | 1054.9688 | Analog |  | 24VDC/24VAC
102160050 | ATS8P-5M | 1054.9688 | Analog |  | 200-240VAC
102160020 | ATS8P-5S | 1054.9688 | Analog |  | 200-240VAC
102160060 | ATS8P-6M | 1054.9688 | Analog |  | 100-120VAC
102160030 | ATS8P-6S | 1054.9688 | Analog |  | 100-120VAC
102150010 | ATS8SD-4 | 905.2313 | Analog |  | 100-240VAC
102170010 | ATS8W-11 | 843.975 | Analog |  | 12VDC
102170040 | ATS8W-13 | 843.975 | Analog |  | 12VDC
102170020 | ATS8W-21 | 843.975 | Analog |  | 24VDC/24VAC
102170050 | ATS8W-23 | 843.975 | Analog |  | 24VDC/24VAC
102170030 | ATS8W-41 | 843.975 | Analog |  | 100-240VAC
102170060 | ATS8W-43 | 843.975 | Analog |  | 100-240VAC

## 2.Encoder
ENCODER
Артикул | Model | Retail price, RUR | Resolution | Shaft Diameter | Power supply | Output | etc
11220510 | E40HB12-50-3-V-24 | 3742.2 |  |  | DC12-24V
112010010 | ENA-1-2-T-24 | 3187.8 |  |  | DC12-24V
112010011 | ENA-1-2-V-24 | 3187.8 |  |  | DC12-24V
112010020 | ENA-2-2-T-24 | 3187.8 |  |  | DC12-24V
112010030 | ENA-5-2-T-24 | 3187.8 |  |  | DC12-24V
112010031 | ENA-5-2-V-24 | 3187.8 |  |  | DC12-24V
112010032 | ENA-5-1-T-24 | 3187.8 |  |  | DC12-24V
112010040 | ENA-10-2-T-24 | 3187.8 |  |  | DC12-24V
112010042 | ENA-10-3-T-24 | 3187.8 |  |  | DC12-24V
112010050 | ENA-15-2-T-24 | 3187.8 |  |  | DC12-24V
112010060 | ENA-20-2-T-24 | 3187.8 |  |  | DC12-24V
112010061 | ENA-20-2-V-24 | 3187.8 |  |  | DC12-24V
112010063 | ENA-20-3-T-24 | 0 |  |  | DC12-24V
112010070 | ENA-25-2-T-24 | 3187.8 |  |  | DC12-24V
112010072 | ENA-25-3-T-24 | 3187.8 |  |  | DC12-24V
112010080 | ENA-30-2-T-24 | 3187.8 |  |  | DC12-24V
112010090 | ENA-40-2-T-24 | 3187.8 |  |  | DC12-24V
112010100 | ENA-50-2-T-24 | 3187.8 |  |  | DC12-24V
112010101 | ENA-50-3-T-24 | 3187.8 |  |  | DC12-24V
112010110 | ENA-60-2-T-24 | 3187.8 |  |  | DC12-24V
112010111 | ENA-60-3-T-24 | 3187.8 |  |  | DC12-24V
112010113 | ENA-60-2-T-5 | 3187.8 |  |  | DC5V
112010120 | ENA-75-2-T-24 | 3187.8 |  |  | DC12-24V
112010130 | ENA-100-2-T-24 | 3187.8 |  |  | DC12-24V
112010131 | ENA-100-2-T-5 | 3187.8 |  |  | DC5V
112010132 | ENA-100-2-T-24 | 0 |  |  | DEMOKITїл
112010140 | ENA-120-2-T-24 | 3187.8 |  |  | DC12-24V
112010150 | ENA-150-2-T-24 | 3187.8 |  |  | DC12-24V
112010160 | ENA-200-2-T-24 | 3187.8 |  |  | DC12-24V
112010161 | ENA-200-3-T-24 | 3187.8 |  |  | DC12-24V
112010163 | ENA-200-2-T-5 | 3187.8 |  |  | DC5V
112010170 | ENA-250-2-T-24 | 3187.8 |  |  | DC12-24V
112010172 | ENA-250-3-T-24 | 3187.8 |  |  | DC12-24V
112010180 | ENA-240-2-T-24 | 3187.8 |  |  | DC12-24V
112010190 | ENA-300-2-T-24 | 3187.8 |  |  | DC12-24V
112010191 | ENA-300-3-T-24 | 3187.8 |  |  | DC12-24V
112010200 | ENA-360-2-T-24 | 3187.8 |  |  | DC12-24V
112010210 | ENA-400-2-T-24 | 3187.8 |  |  | DC12-24V
112010211 | ENA-400-3-T-24 | 3187.8 |  |  | DC12-24V
112010212 | ENA-400-3-T-5 | 3187.8 |  |  | DC5V
112010220 | ENA-500-2-T-24 | 3187.8 |  |  | DC12-24V
112010221 | ENA-500-3-T-24 | 3187.8 |  |  | DC12-24V
112010222 | ENA-512-3-T-24 | 3187.8 |  |  | DC12-24V
112010230 | ENA-600-2-T-24 | 3187.8 |  |  | DC12-24V
112010231 | ENA-600-3-T-24 | 3187.8 |  |  | DC12-24V
112010236 | ENA-800-3-T-5 | 0 |  |  | DC5V
112010240 | ENA-1000-2-T-24 | 3880.8 |  |  | DC12-24V
112010250 | ENA-2000-2-T-24 | 3880.8 |  |  | DC12-24V
112010260 | ENA-1024-2-T-24 | 3880.8 |  |  | DC12-24V
112010262 | ENA-1024-3-T-5 | 3880.8 |  |  | DC5V
112010270 | ENA-1200-2-T-24 | 3880.8 |  |  | DC12-24V
112010280 | ENA-1500-2-T-24 | 3880.8 |  |  | DC12-24V
112010290 | ENA-1800-2-T-24 | 3880.8 |  |  | DC12-24V
112010300 | ENA-2048-2-T-24 | 3880.8 |  |  | DC12-24V
112010301 | ENA-2048-2-T-5 | 3880.8 |  |  | DC5V
112010302 | ENA-2048-3-T-5 | 3880.8 |  |  | DC5V
112010310 | ENA-2500-2-T-24 | 3880.8 |  |  | DC12-24V
112010312 | ENA-2500-3-T-24 | 3880.8 |  |  | DC12-24V
112010320 | ENA-3000-2-T-24 | 3880.8 |  |  | DC12-24V
112010322 | ENA-3000-3-T-24 | 3880.8 |  |  | DC12-24V
112010330 | ENA-3600-2-T-24 | 3880.8 |  |  | DC12-24V
112010331 | ENA-3600-3-T-24 | 3880.8 |  |  | DC12-24V
112010332 | ENA-3600-3-T-5 | 3880.8 |  |  | DC5V
112010400 | ENA-2000-3-T-24 | 3880.8 |  |  | DC12-24V
112010800 | ENA-5000-3-T-24 | 4227.3 |  |  | DC12-24V
112010801 | ENA-5000-3-T-5 | 4227.3 |  |  | DC5V
112011010 | ENA-1-2-N-24 | 3187.8 |  |  | DC12-24V
112011020 | ENA-2-2-N-24 | 3187.8 |  |  | DC12-24V
112011030 | ENA-5-2-N-24 | 3187.8 |  |  | DC12-24V
112011040 | ENA-10-2-N-24 | 3187.8 |  |  | DC12-24V
112011042 | ENA-12-2-N-24 | 3187.8 |  |  | DC12-24V
112011050 | ENA-15-2-N-24 | 3187.8 |  |  | DC12-24V
112011060 | ENA-20-2-N-24 | 3187.8 |  |  | DC12-24V
112011070 | ENA-25-2-N-24 | 3187.8 |  |  | DC12-24V
112011080 | ENA-30-2-N-24 | 3187.8 |  |  | DC12-24V
112011090 | ENA-40-2-N-24 | 3187.8 |  |  | DC12-24V
112011100 | ENA-50-2-N-24 | 3187.8 |  |  | DC12-24V
112011101 | ENA-50-3-N-24 | 3187.8 |  |  | DC12-24V
112011110 | ENA-60-2-N-24 | 3187.8 |  |  | DC12-24V
112011112 | ENA-60-3-N-24 | 3187.8 |  |  | DC12-24V
112011120 | ENA-75-2-N-24 | 3187.8 |  |  | DC12-24V
112011130 | ENA-100-2-N-24 | 3187.8 |  |  | DC12-24V
112011131 | ENA-100-2-V-24 | 3187.8 |  |  | DC12-24V
112011132 | ENA-100-3-V-5 | 3187.8 |  |  | DC5V
112011133 | ENA-100-3-N-24 | 3187.8 |  |  | DC12-24V
112011140 | ENA-120-2-N-24 | 3187.8 |  |  | DC12-24V
112011142 | ENA-120-3-N-24 | 3187.8 |  |  | DC12-24V
112011150 | ENA-150-2-N-24 | 3187.8 |  |  | DC12-24V
112011152 | ENA-150-3-N-24 | 3187.8 |  |  | DC12-24V
112011160 | ENA-200-2-N-24 | 3187.8 |  |  | DC12-24V
112011161 | ENA-200-3-N-5 | 3187.8 |  |  | DC5V
112011162 | ENA-200-3-N-24 | 3187.8 |  |  | DC12-24V
112011170 | ENA-250-2-N-24 | 3187.8 |  |  | DC12-24V
112011172 | ENA-250-3-N-24 | 3187.8 |  |  | DC12-24V
112011180 | ENA-240-2-N-24 | 3187.8 |  |  | DC12-24V
112011182 | ENA-240-3-N-24 | 3187.8 |  |  | DC12-24V
112011190 | ENA-300-2-N-24 | 3187.8 |  |  | DC12-24V
112011200 | ENA-360-2-N-24 | 3187.8 |  |  | DC12-24V
112011202 | ENA-360-3-N-24 | 3187.8 |  |  | DC12-24V
112011210 | ENA-400-2-N-24 | 3187.8 |  |  | DC12-24V
112011220 | ENA-500-2-N-24 | 3187.8 |  |  | DC12-24V
112011221 | ENA-500-3-V-24 | 3187.8 |  |  | DC12-24V
112011223 | ENA-500-3-N-24 | 3187.8 |  |  | DC12-24V
112011224 | ENA-500-3-N-5 | 3187.8 |  |  | DC5V
112011225 | ENA-500-2-V-24 | 3187.8 |  |  | DC12-24V
112011230 | ENA-600-2-N-24 | 3187.8 |  |  | DC12-24V
112011232 | ENA-800-3-N-24 | 3187.8 |  |  | DC12-24V
112011240 | ENA-1000-2-N-24 | 3880.8 |  |  | DC12-24V
112011242 | ENA-1000-2-V-24 | 3880.8 |  |  | DC12-24V
112011243 | ENA-1000-3-T-24 | 3880.8 |  |  | DC12-24V
112011244 | ENA-1000-3-N-24 | 3880.8 |  |  | DC12-24V
112011245 | ENA-1000-3-V-24 | 3880.8 |  |  | DC12-24V
112011248 | ENA-1000-3-T-5 | 3880.8 |  |  | DC5V
112011250 | ENA-1200-2-N-24 | 3880.8 |  |  | DC12-24V
112011251 | ENA-1200-2-V-24 | 3880.8 |  |  | DC12-24V
112011253 | ENA-1024-2-N-24 | 3880.8 |  |  | DC12-24V
112011254 | ENA-1200-3-V-24 | 3880.8 |  |  | DC12-24V
112011255 | ENA-1024-3-N-24 | 3880.8 |  |  | DC12-24V
112011260 | ENA-1500-2-N-24 | 3880.8 |  |  | DC12-24V
112011261 | ENA-1500-2-N-5 | 3880.8 |  |  | DC5V
112011262 | ENA-1500-3-N-24 | 3880.8 |  |  | DC12-24V
112011270 | ENA-1800-2-N-24 | 3880.8 |  |  | DC12-24V
112011271 | ENA-1800-2-N-5 | 3880.8 |  |  | DC5V
112011280 | ENA-2000-2-N-24 | 3880.8 |  |  | DC12-24V
112011281 | ENA-2000-2-N-5 | 3880.8 |  |  | DC5V
112011290 | ENA-2048-2-N-24 | 3880.8 |  |  | DC12-24V
112011291 | ENA-2048-2-N-5 | 3880.8 |  |  | DC5V
112011300 | ENA-2500-2-N-24 | 3880.8 |  |  | DC12-24V
112011301 | ENA-2500-2-N-5 | 3880.8 |  |  | DC5V
112011310 | ENA-3000-3-N-24 | 3880.8 |  |  | DC12-24V
112011311 | ENA-3000-3-N-5 | 3880.8 |  |  | DC5V
112011320 | ENA-3600-2-N-24 | 3880.8 |  |  | DC12-24V
112011321 | ENA-3600-2-N-5 | 3880.8 |  |  | DC5V
112011322 | ENA-3600-3-N-24 | 3880.8 |  |  | DC12-24V
112011600 | ENA-5000-3-N-24 | 4227.3 |  |  | DC12-24V
112011601 | ENA-5000-3-N-5 | 4227.3 |  |  | DC5V
112011710 | ENA-10-2-V-24 | 3187.8 |  |  | DC12-24V
112012010 | ENA-60-2-V-24 | 3187.8 |  |  | DC12-24V
112012015 | ENA-75-2-V-24 | 3187.8 |  |  | DC12-24V
112012020 | ENA-20-2-V-5 | 3187.8 |  |  | DC5V
112012030 | ENA-360-2-V-5 | 3187.8 |  |  | DC5V
112012031 | ENA-360-2-V-24 | 3187.8 |  |  | DC12-24V
112012032 | ENA-360-3-V-24 | 3187.8 |  |  | DC12-24V
112012040 | ENA-600-2-V-5 | 3187.8 |  |  | DC5V
112012041 | ENA-600-2-V-24 | 3187.8 |  |  | DC12-24V
112012050 | ENA-150-2-V-24 | 3187.8 |  |  | DC12-24V
112012051 | ENA-150-2-V-5 | 3187.8 |  |  | DC5V
112012090 | ENA-200-2-V-24 | 3187.8 |  |  | DC12-24V
112012091 | ENA-200-2-V-5 | 3187.8 |  |  | DC5V
112012092 | ENA-200-3-V-24 | 3187.8 |  |  | DC12-24V
112012100 | ENA-300-3-V-24 | 3187.8 |  |  | DC12-24V
112012101 | ENA-300-3-V-5 | 3187.8 |  |  | DC5V
112012110 | ENA-1024-3-V-5 | 3880.8 |  |  | DC5V
112012200 | ENA-2048-2-V-24 | 3880.8 |  |  | DC12-24V
112012500 | ENA-3600-3-V-24 | 3880.8 |  |  | DC12-24V
112012600 | ENA-5000-3-V-24 | 4227.3 |  |  | DC12-24V
112012601 | ENA-5000-3-V-5 | 4227.3 |  |  | DC5V
112019014 | ENA-100-3-T-5 | 3187.8 |  |  | DC5V
112019015 | ENA-100-3-T-24 | 3187.8 |  |  | DC12-24V
112019016 | ENA-1024-3-T-24 | 3880.8 |  |  | DC12-24V
112019018 | ENA-360-3-T-24 | 3187.8 |  |  | OPTION
112020010 | E50S8-1-2-T-24 | 3187.8 |  |  | DC12-24V
112020011 | E50S8-1-2-T-5 | 0 |  |  | DC5V
112020012 | E50S8-1-2-T-1 | 0 |  |  | 5-24VDC
112020020 | E50S8-2-2-T-24 | 3187.8 |  |  | DC12-24V
112020021 | E50S8-2-2-T-5 | 3187.8 |  |  | DC5V
112020022 | E50S8-2-2-T-1 | 0 |  |  | 5-24VDC
112020024 | E50S8-2-2-T-24 | 3395.7 |  |  | DC12-24V(5M)
112020030 | E50S8-10-2-T-24 | 3187.8 |  |  | DC12-24V
112020031 | E50S8-10-3-T-24 | 3395.7 |  |  | DC12-24V (5M)
112020032 | E50S8-10-3-T-1 | 0 |  |  | 5-24VDC
112020033 | E50S8-12-2-T-24 | 3187.8 |  |  | DC12-24V
112020034 | E50S8-12-2-T-1 | 0 |  |  | 5-24VDC
112020040 | E50S8-20-2-T-24 | 3187.8 |  |  | DC12-24V
112020041 | E50S8-23-3-T-24 | 3187.8 |  |  | DC12-24V
112020042 | E50S8-23-3-T-5 | 3187.8 |  |  | DC5V
112020043 | E50S8-23-3-T-1 | 0 |  |  | 5-24VDC
112020050 | E50S8-25-2-T-24 | 3187.8 |  |  | DC12-24V
112020051 | E50S8-25-3-T-24 | 3187.8 |  |  | DC12-24V
112020052 | E50S8-25-3-T-5 | 3187.8 |  |  | DC5V
112020053 | E50S8-25-3-T-1 | 0 |  |  | 5-24VDC
112020060 | E50S8-5-2-T-24 | 3187.8 |  |  | DC12-24V
112020062 | E50S8-5-2-N-24 | 3187.8 |  |  | DC12-24V
112020063 | E50S8-5-2-T-5 | 3187.8 |  |  | DC5V
112020064 | E50S8-5-2-N-5 | 3187.8 |  |  | DC5V
112020065 | E50S8-5-2-T-1 | 0 |  |  | 5-24VDC
112020070 | E50S8-15-3-T-24 | 3187.8 |  |  | DC12-24V
112020071 | E50S8-15-3-T-5 | 3187.8 |  |  | DC5V
112020072 | E50S8-15-3-T-1 | 0 |  |  | 5-24VDC
112020075 | E50S8-10-3-T-24 | 3187.8 |  |  | DC12-24V
112020076 | E50S8-10-3-T-5 | 3187.8 |  |  | DC5V
112020077 | E50S8-20-3-T-24 | 3187.8 |  |  | DC12-24V
112020078 | E50S8-20-3-T-5 | 3187.8 |  |  | DC5V
112020079 | E50S8-20-3-T-1 | 0 |  |  | 5-24VDC
112020080 | E50S8-30-3-T-24 | 3187.8 |  |  | DC12-24V
112020081 | E50S8-30-3-T-24 | 3395.7 |  |  | DC12-24V(5M)
112020082 | E50S8-30-3-T-5 | 3187.8 |  |  | DC5V
112020083 | E50S8-35-3-T-5 | 3187.8 |  |  | DC5V
112020084 | E50S8-30-3-T-1 | 0 |  |  | 5-24VDC
112020085 | E50S8-35-3-T-1 | 0 |  |  | 5-24VDC
112020090 | E50S8-40-3-T-24 | 3187.8 |  |  | DC12-24V
112020091 | E50S8-40-3-T-5 | 3187.8 |  |  | DC5V
112020092 | E50S8-40-3-T-1 | 0 |  |  | 5-24VDC
112020100 | E50S8-45-3-T-24 | 3187.8 |  |  | DC12-24V
112020101 | E50S8-45-3-T-24 | 0 |  |  | DC12-24V (Z OPTION)
112020103 | E50S8-45-3-T-5 | 3187.8 |  |  | DC5V
112020104 | E50S8-45-3-T-1 | 0 |  |  | 5-24VDC
112020110 | E50S8-50-3-T-24 | 3187.8 |  |  | DC12-24V
112020111 | E50S8-50-3-T-5 | 3187.8 |  |  | DC5V
112020112 | E50S8-50-3-T-1 | 0 |  |  | 5-24VDC
112020120 | E50S8-60-3-T-24 | 3187.8 |  |  | DC12-24V
112020122 | E50S8-60-3-T-5 | 3187.8 |  |  | DC5V
112020123 | E50S8-60-3-T-1 | 0 |  |  | 5-24VDC
112020124 | E50S8-60-3-T-24 | 0 |  |  | 12-24VDC(IP64)
112020125 | E50S8-60-3-T-5 | 0 |  |  | 5VDC(IP64)
112020130 | E50S8-75-3-T-24 | 3187.8 |  |  | DC12-24V
112020131 | E50S8-75-3-T-5 | 3187.8 |  |  | DC5V
112020132 | E50S8-75-3-T-1 | 0 |  |  | 5-24VDC
112020133 | E50S8-75-3-V-24 | 0 |  |  | DC12-24V
112020140 | E50S8-100-3-T-24 | 3187.8 |  |  | DC12-24V
112020141 | E50S8-100-3-T-24 | 3818.43 |  |  | DC12-24V(8M)
112020142 | E50S8-100-3-TN-24 | 0 |  |  | DC12-24V
112020143 | E50S8-100-3-T-24 | 4026.33 |  |  | DC12-24V(10M)
112020144 | E50S8-100-3-T-5 | 3187.8 |  |  | DC5V
112020145 | E50S8-100-3-T-24 | 3395.7 |  |  | DC12-24V(5M)
112020146 | E50S8-100-3-T-1 | 3187.8 |  |  | 5-24VDC
112020147 | E50S8-100-3-T-1 | 3603.6 |  |  | 5-24VDC(8M)
112020150 | E50S8-120-3-T-24 | 3187.8 |  |  | DC12-24V
112020151 | E50S8-120-3-T-5 | 3187.8 |  |  | DC5V
112020152 | E50S8-125-3-T-24 | 3187.8 |  |  | DC12-24V
112020153 | E50S8-120-3-T-1 | 0 |  |  | 5-24VDC
112020154 | E50S8-125-3-T-1 | 0 |  |  | 5-24VDC
112020160 | E50S8-150-3-T-24 | 3187.8 |  |  | DC12-24V
112020161 | E50S8-150-3-T-5 | 3187.8 |  |  | DC5V
112020162 | E50S8-150-3-T-1 | 0 |  |  | 5-24VDC
112020170 | E50S8-200-3-T-24 | 3187.8 |  |  | DC12-24V
112020171 | E50S8-200-3-T-5 | 3187.8 |  |  | DC5V
112020172 | E50S8-200-3-T-24 | 3395.7 |  |  | DC12-24V(5M)
112020173 | E50S8-200-3-T-1 | 0 |  |  | 5-24VDC
112020180 | E50S8-250-3-T-24 | 3187.8 |  |  | DC12-24V
112020181 | E50S8-256-3-T-24 | 3187.8 |  |  | DC12-24V
112020182 | E50S8-250-3-T-5 | 3187.8 |  |  | DC5V
112020183 | E50S8-256-3-T-5 | 3187.8 |  |  | DC5V
112020184 | E50S8-250-3-T-1 | 0 |  |  | 5-24VDC
112020185 | E50S8-256-3-T-1 | 0 |  |  | 5-24VDC
112020190 | E50S8-240-3-T-24 | 3187.8 |  |  | DC12-24V
112020191 | E50S8-240-3-T-5 | 3187.8 |  |  | DC5V
112020192 | E50S8-240-3-T-1 | 0 |  |  | 5-24VDC
112020200 | E50S8-300-3-T-24 | 3187.8 |  |  | DC12-24V
112020201 | E50S8-300-3-T-24 | 3187.8 |  |  | DC12-24V(5M)
112020202 | E50S8-300-3-T-5 | 3187.8 |  |  | DC5V
112020203 | E50S8-300-3-T-1 | 0 |  |  | 5-24VDC
112020210 | E50S8-360-3-T-24 | 3187.8 |  |  | DC12-24V
112020211 | E50S8-360-3-T-24 | 0 |  |  | DC12-24V(»пИ­-єЈѕоёµїЙјЗ)
112020212 | E50S8-360-3-T-24 | 3395.7 |  |  | DC12-24V(5M)
112020213 | E50S8-360-3-T-24 | 3603.6 |  |  | DC12-24V(8M)
112020214 | E50S8-360-3-T-5 | 3187.8 |  |  | DC5V
112020215 | E50S8-360-3-T-24 | 3257.1 |  |  | DC12-24V(3M)
112020216 | E50S8-360-3-T-1 | 3187.8 |  |  | 5-24VDC
112020217 | E50S8-360-3-T-1 | 3603.6 |  |  | 5-24VDC(8M)
112020218 | E50S8-360-3-T-24 | 3187.8 |  |  | 12-24VDC(IP64)
112020219 | E50S8-360-3-T-5 | 3187.8 |  |  | 5VDC(IP64)
112020220 | E50S8-400-3-T-24 | 3187.8 |  |  | DC12-24V
112020221 | E50S8-400-3-T-5 | 3187.8 |  |  | DC5V
112020222 | E50S8-400-3-T-1 | 0 |  |  | 5-24VDC
112020230 | E50S8-500-3-T-24 | 3187.8 |  |  | DC12-24V
112020231 | E50S8-500-3-TN-24 | 3187.8 |  |  | DC12-24V
112020233 | E50S8-500-3-T-24 | 3395.7 |  |  | DC12-24V(5M)
112020234 | E50S8-500-3-T-24 | 3818.43 |  |  | DC12-24V(8M)
112020235 | E50S8-500-3-T-5 | 3187.8 |  |  | DC5V
112020236 | E50S8-500-3-T-24 | 4026.33 |  |  | DC12-24V(10M)
112020237 | E50S8-500-3-T-1 | 3187.8 |  |  | 5-24VDC
112020238 | E50S8-500-3-T-1 | 3603.6 |  |  | 5-24VDC(8M)
112020240 | E50S8-512-3-T-24 | 3187.8 |  |  | DC12-24V
112020241 | E50S8-512-3-T-24 | 0 |  |  | OPTION
112020242 | E50S8-512-3-T-5 | 3187.8 |  |  | DC5V
112020243 | E50S8-512-3-T-1 | 0 |  |  | 5-24VDC
112020250 | E50S8-600-3-T-24 | 3187.8 |  |  | DC12-24V
112020251 | E50S8-800-3-T-24 | 3187.8 |  |  | DC12-24V
112020252 | E50S8-600-3-T-5 | 3187.8 |  |  | DC5V
112020253 | E50S8-800-3-T-5 | 3187.8 |  |  | DC5V
112020255 | E50S8-600-3-T-24 | 3603.6 |  |  | DC12-24V(8M)
112020256 | E50S8-600-3-T-1 | 0 |  |  | 5-24VDC
112020257 | E50S8-800-3-T-1 | 0 |  |  | 5-24VDC
112020260 | E50S8-1000-3-T-24 | 3880.8 |  |  | DC12-24V
112020261 | E50S8-1000-3-TN-24 | 0 |  |  | DC12-24V
112020262 | E50S8-1000-3-T-24 | 4088.7 |  |  | DC12-24V(5M)
112020263 | E50S8-1000-3-T-24 | 3880.8 |  |  | COUPING,BRACKET NO
112020264 | E50S8-1000-3-T-24 | 4435.2 |  |  | DC12-24V(10M)
112020267 | E50S8-1000-3-T-5 | 3880.8 |  |  | DC5V
112020268 | E50S8-1000-3-T-24 | 3950.1 |  |  | DC12-24V(3M)
112020269 | E50S10-1000-3-T-24 | 0 |  |  | DC12-24V
112020270 | E50S8-1024-3-T-24 | 3880.8 |  |  | DC12-24V
112020271 | E50S8-1024-3-V-24 | 3880.8 |  |  | DC12-24V
112020272 | E50S8-1024-3-V-5 | 3880.8 |  |  | DC5V
112020273 | E50S8-1024-3-T-5 | 3880.8 |  |  | DC5V
112020274 | E50S8-1000-3-T-24 | 4158 |  |  | DC12-24V(6M)
112020275 | E50S8-1024-3-T-24 | 4435.2 |  |  | DC12-24V(10M)
112020276 | E50S8-1024-3-T-24 | 4296.6 |  |  | DC12-24V(8M)
112020277 | E50S8-1000-3-T-24 | 4296.6 |  |  | DC12-24V(8M)
112020278 | E50S8-1024-3-T-1 | 3950.1 |  |  | 5-24VDC(3M)
112020279 | E50S8-1024-3-T-1 | 4504.5 |  |  | 5-24VDC(11M)
112020280 | E50S8-1200-3-T-24 | 3880.8 |  |  | DC12-24V
112020281 | E50S8-1200-3-V-24 | 3880.8 |  |  | DC12-24V
112020282 | E50S8-1800-3-T-24 | 3880.8 |  |  | DC12-24V
112020283 | E50S8-1500-3-T-24 | 3880.8 |  |  | DC12-24V
112020284 | E50S8-1200-3-T-5 | 3880.8 |  |  | DC5V
112020285 | E50S8-1200-3-V-5 | 3880.8 |  |  | DC5V
112020286 | E50S8-1800-3-T-5 | 3880.8 |  |  | DC5V
112020287 | E50S8-1500-3-T-5 | 3880.8 |  |  | DC5V
112020288 | E50S8-1200-3-T-1 | 0 |  |  | 5-24VDC
112020289 | E50S8-1500-3-T-1 | 0 |  |  | 5-24VDC
112020290 | E50S8-2000-3-T-24 | 3880.8 |  |  | DC12-24V
112020291 | E50S8-2000-3-TN-24 | 3880.8 |  |  | DC12-24V
112020292 | E50S8-2000-3-T-5 | 3880.8 |  |  | DC5V
112020293 | E50S8-2000-3-T-24 | 4296.6 |  |  | DC12-24V(8M)
112020294 | E50S8-2000-3-T-1 | 0 |  |  | 5-24VDC
112020296 | E50S8-2000-3-T-24 | 4088.7 |  |  | DC12-24V(5M)
112020300 | E50S8-2048-3-T-24 | 3880.8 |  |  | DC12-24V
112020301 | E50S8-2048-3-T-5 | 3880.8 |  |  | DC5V
112020302 | E50S8-2048-3-T-1 | 0 |  |  | 5-24VDC
112020310 | E50S8-2500-3-T-24 | 3880.8 |  |  | DC12-24V
112020311 | E50S8-2500-3-T-5 | 3880.8 |  |  | DC5V
112020312 | E50S8-2500-3-T-24 | 4296.6 |  |  | DC12-24V(8M)
112020313 | E50S8-2500-3-T-1 | 0 |  |  | 5-24VDC
112020320 | E50S8-3000-3-T-24 | 3880.8 |  |  | DC12-24V
112020321 | E50S8-3000-3-T-5 | 3880.8 |  |  | DC5V
112020322 | E50S8-3000-3-T-1 | 0 |  |  | 5-24VDC
112020330 | E50S8-3600-3-T-24 | 3880.8 |  |  | DC12-24V
112020331 | E50S8-3600-3-N-24 | 3880.8 |  |  | DC12-24V
112020332 | E50S8-3600-3-T-24 | 4088.7 |  |  | DC12-24V(5M)
112020333 | E50S8-3600-3-T-5 | 3880.8 |  |  | DC5V
112020334 | E50S8-3600-3-N-5 | 3880.8 |  |  | DC5V
112020335 | E50S8-3600-3-T-24 | 4296.6 |  |  | DC12-24V(8M)
112020336 | E50S8-3600-3-T-1 | 0 |  |  | 5-24VDC
112020340 | E50S8-192-3-T-24 | 3187.8 |  |  | DC12-24V
112020341 | E50S8-192-3-T-5 | 3187.8 |  |  | DC5V
112020342 | E50S8-192-3-T-1 | 0 |  |  | 5-24VDC
112020500 | E50S8-5000-3-T-24 | 5273.73 |  |  | DC12-24V
112020501 | E50S8-5000-3-T-5 | 5273.73 |  |  | DC5V
112020502 | E50S8-5000-3-T-1 | 5273.73 |  |  | 5-24VDC
112020600 | E50S8-6000-3-T-24 | 5571.72 |  |  | DC12-24V
112020601 | E50S8-6000-3-T-5 | 5571.72 |  |  | DC5V
112020700 | E50S8-8000-3-T-24 | 5876.64 |  |  | DC12-24V
112020701 | E50S8-8000-3-T-5 | 5876.64 |  |  | DC5V
112021000 | E50S8-1-2-N-24 | 3187.8 |  |  | DC12-24V
112021001 | E50S8-1-2-V-24 | 3187.8 |  |  | DC12-24V
112021003 | E50S8-1-2-N-5 | 3187.8 |  |  | DC5V
112021004 | E50S8-1-2-V-5 | 3187.8 |  |  | DC5V
112021010 | E50S8-2-2-N-24 | 3187.8 |  |  | DC12-24V
112021011 | E50S8-2-2-N-5 | 3187.8 |  |  | DC5V
112021020 | E50S8-10-2-N-24 | 3187.8 |  |  | DC12-24V
112021021 | E50S8-10-2-N-5 | 3187.8 |  |  | DC5V
112021030 | E50S8-20-2-N-24 | 3187.8 |  |  | DC12-24V
112021031 | E50S8-20-2-N-5 | 3187.8 |  |  | DC5V
112021040 | E50S8-25-3-N-24 | 3187.8 |  |  | DC12-24V
112021041 | E50S8-25-3-V-24 | 3187.8 |  |  | DC12-24V
112021042 | E50S8-25-3-N-5 | 3187.8 |  |  | DC5V
112021043 | E50S8-25-3-V-5 | 3187.8 |  |  | DC5V
112021051 | E50S8-12-2-N-24 | 3187.8 |  |  | DC12-24V
112021052 | E50S8-12-2-N-5 | 3187.8 |  |  | DC5V
112021055 | E50S8-10-3-N-24 | 3187.8 |  |  | DC12-24V
112021056 | E50S8-10-3-N-5 | 3187.8 |  |  | DC5V
112021060 | E50S8-15-3-N-24 | 3187.8 |  |  | DC12-24V
112021061 | E50S8-15-3-V-24 | 3187.8 |  |  | DC12-24V
112021062 | E50S8-15-3-N-5 | 3187.8 |  |  | DC5V
112021063 | E50S8-15-3-V-5 | 3187.8 |  |  | DC5V
112021065 | E50S8-20-3-N-24 | 3187.8 |  |  | DC12-24V
112021066 | E50S8-20-3-V-5 | 3187.8 |  |  | DC5V
112021070 | E50S8-30-3-N-24 | 3187.8 |  |  | DC12-24V
112021071 | E50S8-30-3-N-5 | 3187.8 |  |  | DC5V
112021072 | E50S8-30-3-N-24 | 3742.2 |  |  | DC12-24V(10M)
112021073 | E50S8-35-3-N-24 | 3187.8 |  |  | DC12-24V
112021080 | E50S8-40-3-N-24 | 3187.8 |  |  | DC12-24V
112021081 | E50S8-40-3-N-5 | 3187.8 |  |  | DC5V
112021082 | E50S8-45-3-N-5 | 3187.8 |  |  | DC5V
112021090 | E50S8-50-3-N-24 | 3187.8 |  |  | DC12-24V
112021091 | E50S8-50-3-N-A-5 | 0 |  |  | COUPLING,BRACKET NO
112021092 | E50S8-50-3-N-5 | 3187.8 |  |  | DC5V
112021093 | E50S8-50-3-N-5 | 3742.2 |  |  | DC5V(10M)
112021100 | E50S8-60-3-N-24 | 3187.8 |  |  | DC12-24V
112021101 | E50S8-60-3-N-24 | 0 |  |  | COUPLING,BRACKET NO
112021102 | E50S8-60-3-N-5 | 3187.8 |  |  | DC5V
112021103 | E50S8-60-1-N-24 | 3603.6 |  |  | DC12-24V(8M) NO BRACKET
112021104 | E50S8-60-3-N-24 | 0 |  |  | 12-24VDC(IP64)
112021105 | E50S8-60-3-N-5 | 0 |  |  | 5VDC(IP64)
112021110 | E50S8-75-3-N-24 | 3187.8 |  |  | DC12-24V
112021111 | E50S8-75-3-N-A-5 | 0 |  |  | COUPLING,BRACKET NO
112021112 | E50S8-75-3-N-5 | 3187.8 |  |  | DC5V
112021120 | E50S8-100-3-N-24 | 3187.8 |  |  | DC12-24V
112021122 | E50S8-100-3-NN-24 | 3187.8 |  |  | DC12-24V
112021123 | E50S8-100-3-N-5 | 3187.8 |  |  | DC5V
112021124 | E50S8-100-3-N-24 | 3395.7 |  |  | DC12-24V(5M)
112021128 | E50S8-100-3-N-24 | 3187.8 |  |  | 12-24VDC(IP64)
112021130 | E50S8-120-3-N-24 | 3187.8 |  |  | DC12-24V
112021131 | E50S8-120-3-N-5 | 3187.8 |  |  | DC5V
112021132 | E50S8-125-3-N-24 | 3187.8 |  |  | DC12-24V
112021133 | E50S8-125-3-N-5 | 3187.8 |  |  | DC5V
112021140 | E50S8-150-3-N-24 | 3187.8 |  |  | DC12-24V
112021141 | E50S8-150-3-N-5 | 3187.8 |  |  | DC5V
112021142 | E50S8-192-3-N-24 | 3187.8 |  |  | DC12-24V
112021150 | E50S8-200-3-N-24 | 3187.8 |  |  | DC12-24V
112021151 | E50S8-200-3-N-5 | 3187.8 |  |  | DC5V
112021160 | E50S8-250-3-N-24 | 3187.8 |  |  | DC12-24V
112021161 | E50S8-256-3-N-24 | 3187.8 |  |  | DC12-24V
112021162 | E50S8-250-3-N-5 | 3187.8 |  |  | DC5V
112021163 | E50S8-256-3-N-5 | 3187.8 |  |  | DC5V
112021170 | E50S8-240-3-N-24 | 3187.8 |  |  | DC12-24V
112021171 | E50S8-240-3-N-5 | 3187.8 |  |  | DC5V
112021180 | E50S8-300-3-N-24 | 3187.8 |  |  | DC12-24V
112021181 | E50S8-300-3-N-5 | 3187.8 |  |  | DC5V
112021190 | E50S8-360-3-N-24 | 3187.8 |  |  | DC12-24V
112021191 | E50S8-360-2-V-24 | 3187.8 |  |  | DC12-24V
112021192 | E50S8-360-3-N-24 | 3395.7 |  |  | DC12-24V(5M)
112021193 | E50S8-360-3-N-24 | 3603.6 |  |  | DC12-24V(8M)
112021194 | E50S8-360-3-N-5 | 3187.8 |  |  | DC5V
112021195 | E50S8-360-3-N-24 | 0 |  |  | 12-24VDC(IP64)
112021196 | E50S8-360-3-N-5 | 0 |  |  | 5VDC(IP64)
112021200 | E50S8-400-3-N-24 | 3187.8 |  |  | DC12-24V
112021201 | E50S8-400-3-N-5 | 3187.8 |  |  | DC5V
112021210 | E50S8-500-3-N-24 | 3187.8 |  |  | DC12-24V
112021212 | E50S8-500-3-NN-24 | 3187.8 |  |  | DC12-24V
112021213 | E50S8-500-3-N-24 | 3395.7 |  |  | DC12-24V(5M)
112021214 | E50S8-500-3-N-5 | 3187.8 |  |  | DC5V
112021220 | E50S8-512-3-N-24 | 3187.8 |  |  | DC12-24V
112021221 | E50S8-512-3-N-5 | 3187.8 |  |  | DC5V
112021230 | E50S8-600-3-N-24 | 3187.8 |  |  | DC12-24V
112021231 | E50S8-600-3-N-5 | 3187.8 |  |  | DC5V
112021232 | E50S8-800-3-N-24 | 3187.8 |  |  | DC12-24V
112021240 | E50S8-1000-3-N-24 | 3880.8 |  |  | DC12-24V
112021241 | E50S8-1000-3-N-24 | 4088.7 |  |  | DC12-24V(5M)
112021242 | E50S8-1000-3-N-5 | 3880.8 |  |  | DC5V
112021250 | E50S8-1024-3-N-24 | 3880.8 |  |  | DC12-24V
112021251 | E50S8-1024-3-N-24 | 4088.7 |  |  | DC12-24V(5M)
112021252 | E50S8-1024-3-N-5 | 3880.8 |  |  | DC5V
112021260 | E50S8-1200-3-N-24 | 3880.8 |  |  | DC12-24V
112021261 | E50S8-1200-3-N-5 | 3880.8 |  |  | DC5V
112021270 | E50S8-2000-3-N-24 | 3880.8 |  |  | DC12-24V
112021271 | E50S8-2000-3-N-5 | 3880.8 |  |  | DC5V
112021272 | E50S8-2000-3-N-24 | 4088.7 |  |  | DC12-24V(5M)
112021280 | E50S8-2048-3-N-24 | 3880.8 |  |  | DC12-24V
112021281 | E50S8-2048-3-N-5 | 3880.8 |  |  | DC5V
112021290 | E50S8-2500-3-N-24 | 3880.8 |  |  | DC12-24V
112021291 | E50S8-2500-3-N-5 | 3880.8 |  |  | DC5V
112021300 | E50S8-3000-3-N-24 | 3880.8 |  |  | DC12-24V
112021301 | E50S8-3000-3-N-5 | 3880.8 |  |  | DC5V
112021310 | E50S8-1800-3-N-24 | 3880.8 |  |  | DC12-24V
112021311 | E50S8-1800-3-N-5 | 3880.8 |  |  | DC5V
112021320 | E50S8-1500-3-N-24 | 3880.8 |  |  | DC12-24V
112021321 | E50S8-1500-3-N-5 | 3880.8 |  |  | DC5V
112021500 | E50S8-5000-3-N-24 | 5273.73 |  |  | DC12-24V
112021501 | E50S8-5000-3-N-5 | 5273.73 |  |  | DC5V
112021502 | E50S8-5000-3-N-24 | 5481.63 |  |  | DC12-24V(5M)
112021503 | E50S8-5000-3-N-24 | 5828.13 |  |  | DC12-24V(10M)
112021600 | E50S8-6000-3-N-24 | 5571.72 |  |  | DC12-24V
112021601 | E50S8-6000-3-N-5 | 5571.72 |  |  | DC5V
112021700 | E50S8-8000-3-N-24 | 5876.64 |  |  | DC12-24V
112021701 | E50S8-8000-3-N-5 | 5876.64 |  |  | DC5V
112021702 | E50S8-8000-3-N-24 | 6084.54 |  |  | DC12-24V(5M)
112022000 | E50S8-60-3-V-5 | 3187.8 |  |  | DC5V
112022001 | E50S8-10-3-V-24 | 3187.8 |  |  | DC12-24V
112022004 | E50S8-10-3-V-5 | 3187.8 |  |  | DC5V
112022005 | E50S8-300-3-V-24 | 3395.7 |  |  | DC12-24V(5M)
112022008 | E50S8-300-3-V-5 | 3187.8 |  |  | DC5V
112022009 | E50S8-300-3-V-24 | 3187.8 |  |  | DC12-24V
112022010 | E50S8-500-3-V-5 | 3187.8 |  |  | DC5V
112022020 | E50S8-1000-3-V-5 | 3880.8 |  |  | DC5V
112022021 | E50S8-1000-3-V-24 | 3880.8 |  |  | DC12-24V
112022023 | E50S8-1000-3-V-24 | 4088.7 |  |  | DC12-24V(5M)
112022030 | E50S8-600-3-V-5 | 3187.8 |  |  | DC5V
112023000 | E50S8-10-2-V-24 | 3187.8 |  |  | DC12-24V
112023020 | E50S8-60-3-V-24 | 3187.8 |  |  | DC12-24V
112023021 | E50S8-45-3-V-24 | 3187.8 |  |  | DC12-24V
112023022 | E50S8-40-3-V-24 | 3187.8 |  |  | DC12-24V
112023023 | E50S8-45-3-V-5 | 3187.8 |  |  | DC5V
112023024 | E50S8-40-3-V-5 | 3187.8 |  |  | DC5V
112023025 | E50S8-40-3-V-24 | 3395.7 |  |  | DC12-24V(5M)
112023026 | E50S8-60-3-V-24 | 0 |  |  | 12-24VDC(IP64)
112023027 | E50S8-60-3-V-5 | 0 |  |  | 5VDC(IP64)
112023031 | E50S8-100-3-V-24 | 3187.8 |  |  | DC12-24V
112023032 | E50S8-100-3-V-5 | 3187.8 |  |  | DC5V
112023033 | E50S8-120-3-V-24 | 3187.8 |  |  | DC12-24V
112023034 | E50S8-120-3-V-5 | 3187.8 |  |  | DC5V
112023035 | E50S8-100-3-V-24 | 3395.7 |  |  | DC12-24V(5M)
112023041 | E50S8-200-3-V-5 | 3187.8 |  |  | DC5V
112023042 | E50S8-200-3-V-24 | 3187.8 |  |  | DC12-24V
112023043 | E50S8-240-3-V-24 | 3187.8 |  |  | DC12-24V
112023044 | E50S8-240-3-V-5 | 3187.8 |  |  | DC5V
112023045 | E50S8-250-3-V-24 | 3187.8 |  |  | DC12-24V
112023046 | E50S8-200-3-V-24 | 3395.7 |  |  | DC12-24V(5M)
112023047 | E50S8-256-3-V-24 | 3187.8 |  |  | DC12-24V
112023050 | E50S8-360-3-V-24 | 3187.8 |  |  | DC12-24V
112023051 | E50S8-360-3-V-24 | 0 |  |  | 12-24VDC(IP64)
112023052 | E50S8-360-3-V-5 | 0 |  |  | 5VDC(IP64)
112023060 | E50S8-600-3-V-24 | 3187.8 |  |  | DC12-24V
112023062 | E50S8-800-3-V-24 | 3187.8 |  |  | DC12-24V
112023063 | E50S8-360-3-V-5 | 3187.8 |  |  | DC5V
112023064 | E50S8-800-3-V-5 | 3187.8 |  |  | DC5V
112023091 | E50S8-512-3-V-24 | 3187.8 |  |  | DC12-24V
112023092 | E50S8-500-3-V-24 | 3187.8 |  |  | DC12-24V
112023093 | E50S8-512-3-V-5 | 3187.8 |  |  | DC5V
112023110 | E50S8-150-3-V-24 | 3187.8 |  |  | DC12-24V
112023200 | E50S8-1800-3-V-24 | 3880.8 |  |  | DC12-24V
112024000 | E50S8-50-3-V-24 | 3187.8 |  |  | DC12-24V
112024001 | E50S8-50-3-V-5 | 3187.8 |  |  | DC5V
112024010 | E50S8-5-2-V-24 | 3187.8 |  |  | DC12-24V
112024011 | E50S8-5-2-V-5 | 3187.8 |  |  | DC5V
112024020 | E50S8-30-3-V-24 | 3187.8 |  |  | DC12-24V
112024023 | E50S8-35-3-V-24 | 3187.8 |  |  | DC12-24V
112024024 | E50S8-35-3-V-5 | 3187.8 |  |  | DC5V
112024030 | E50S8-2048-3-V-24 | 3880.8 |  |  | DC12-24V
112024031 | E50S8-2048-3-V-5 | 3880.8 |  |  | DC5V
112024040 | E50S8-400-3-V-24 | 3187.8 |  |  | DC12-24V
112024051 | E50S8-2000-3-V-5 | 3880.8 |  |  | DC5V
112024052 | E50S8-2000-3-V-24 | 3880.8 |  |  | DC12-24V
112024053 | E50S8-2500-3-V-24 | 3880.8 |  |  | DC12-24V
112024054 | E50S8-2000-3-V-24 | 4088.7 |  |  | DC12-24V(5M)
112024055 | E50S8-2500-3-V-5 | 3880.8 |  |  | DC5V
112024090 | E50S8-3600-3-V-24 | 3880.8 |  |  | DC12-24V
112024092 | E50S8-3600-3-V-5 | 3880.8 |  |  | DC5V
112024093 | E50S8-3000-3-V-24 | 3880.8 |  |  | DC12-24V
112024094 | E50S8-3000-3-V-24 | 4088.7 |  |  | DC12-24V(5M)
112024095 | E50S8-3000-3-V-5 | 3880.8 |  |  | DC5V
112024500 | E50S8-5000-3-V-24 | 5273.73 |  |  | DC12-24V
112024501 | E50S8-5000-3-V-5 | 5273.73 |  |  | DC5V
112024502 | E50S8-5000-3-V-5 | 5828.13 |  |  | DC5V(10M)
112024600 | E50S8-6000-3-V-24 | 5571.72 |  |  | DC12-24V
112024601 | E50S8-6000-3-V-5 | 5571.72 |  |  | DC5V
112024700 | E50S8-8000-3-V-24 | 5876.64 |  |  | DC12-24V
112024701 | E50S8-8000-3-V-5 | 5876.64 |  |  | DC5V
112024702 | E50S8-8000-3-V-24 | 5945.94 |  |  | DC12-24V(3M)
112024703 | E50S8-8000-3-V-24 | 6084.54 |  |  | DC12-24V(5M)
112024930 | E50S8-5-4-L-5 | 3880.8 |  |  | DC5V
112025000 | E50S8-10-4-L-5 | 3880.8 |  |  | DC5V
112025002 | E50S8-15-6-L-5 | 3880.8 |  |  | DC5V
112025003 | E50S8-20-6-L-5 | 3880.8 |  |  | DC5V
112025004 | E50S8-30-6-L-5 | 3880.8 |  |  | DC5V
112025010 | E50S8-10-6-L-5 | 3880.8 |  |  | DC5V
112025011 | E50S8-50-6-L-5 | 3880.8 |  |  | DC5V
112025012 | E50S8-10-6-L-5 | 0 |  |  | COUPLING,BRACKET NO
112025013 | E50S8-10-6-L-5 | 0 |  |  | BRACKET NO
112025014 | E50S8-10-6-L-5 | 0 |  |  | COUPLING NO
112025015 | E50S8-40-6-L-5 | 3880.8 |  |  | DC5V
112025016 | E50S8-25-6-L-5 | 0 |  |  | DC5V
112025020 | E50S8-100-6-L-5 | 3880.8 |  |  | DC5V
112025021 | E50S8-120-6-L-5 | 3880.8 |  |  | DC5V
112025022 | E50S8-100-6-LN-5 | 3880.8 |  |  | DC5V
112025023 | E50S8-150-6-L-5 | 3880.8 |  |  | DC5V
112025024 | E50S8-100-6-L-5 | 4088.7 |  |  | DC5V(5M)
112025025 | E50S8-125-6-L-5 | 3880.8 |  |  | DC5V
112025030 | E50S8-200-6-L-5 | 3880.8 |  |  | DC5V
112025031 | E50S8-300-6-L-5 | 3880.8 |  |  | DC5V
112025032 | E50S8-256-6-L-5 | 3880.8 |  |  | DC5V
112025033 | E50S8-400-6-L-5 | 3880.8 |  |  | DC5V
112025034 | E50S8-500-6-L-5 | 3880.8 |  |  | DC5V
112025035 | E50S8-500-6-L-5 | 3950.1 |  |  | DC5V(3M)
112025036 | E50S8-512-6-L-5 | 3880.8 |  |  | DC5V
112025040 | E50S8-600-6-L-5 | 3880.8 |  |  | DC5V
112025041 | E50S8-600-6-LMT-5 | 0 |  |  | DC5V
112025042 | E50S8-800-6-L-5 | 3880.8 |  |  | DC5V
112025050 | E50S8-1000-6-L-5 | 4504.5 |  |  | DC5V
112025051 | E50S8-1000-6-LN-5 | 4504.5 |  |  | DC5V
112025060 | E50S8-2000-6-L-5 | 4504.5 |  |  | DC5V
112025061 | E50S8-1800-6-L-5 | 4504.5 |  |  | DC5V
112025070 | E50S8-360-6-L-5 | 3880.8 |  |  | DC5V
112025071 | E50S8-360-6-L-5 | 0 |  |  | 5VDC(IP64)
112025080 | E50S8-1024-6-L-5 | 4504.5 |  |  | DC5V
112025081 | E50S8-1024-6-L-5 | 4712.4 |  |  | DC5V(5M)
112025082 | E50S8-1024-6-L-5 | 4920.3 |  |  | DC5V(8M)
112025083 | E50S8-1024-6-L-5 | 4573.8 |  |  | DC5V(3M)
112025090 | E50S8-60-6-L-5 | 3880.8 |  |  | DC5V
112025091 | E50S8-60-6-L-5 | 0 |  |  | 5VDC(IP64)
112025100 | E50S8-1200-6-L-5 | 4504.5 |  |  | DC5V
112025101 | E50S8-1500-6-L-5 | 4504.5 |  |  | DC5V
112025110 | E50S8-240-6-L-5 | 3880.8 |  |  | DC5V
112025111 | E50S8-250-6-L-5 | 3880.8 |  |  | DC5V
112025131 | E50S8-2048-6-L-5 | 4504.5 |  |  | DC5V
112025140 | E50S8-2500-6-L-5 | 4504.5 |  |  | DC5V
112025150 | E50S8-3000-6-L-5 | 4504.5 |  |  | DC5V
112025160 | E50S8-3600-6-L-5 | 4504.5 |  |  | DC5V
112025170 | E50S8-142-6-L-5 | 3880.8 |  |  | DC5V
112025180 | E50S8-162-6-L-5 | 3880.8 |  |  | DC5V
112025500 | E50S8-5000-6-L-5 | 5939.01 |  |  | DC5V
112025501 | E50S8-5000-6-L-5 | 6493.41 |  |  | DC5V(10M)
112025600 | E50S8-6000-6-L-5 | 6237 |  |  | DC5V
112025700 | E50S8-8000-6-L-5 | 6541.92 |  |  | DC5V
112026010 | E50S8-1-2-T-24-C | 3534.3 |  |  | DC12-24V
112026011 | E50S8-1-2-T-5-C | 3534.3 |  |  | DC5V
112026020 | E50S8-2-2-T-24-C | 3534.3 |  |  | DC12-24V
112026021 | E50S8-2-2-T-5-C | 3534.3 |  |  | DC5V
112026030 | E50S8-5-2-T-24-C | 3534.3 |  |  | DC12-24V
112026031 | E50S8-5-2-T-5-C | 3534.3 |  |  | DC5V
112026040 | E50S8-10-3-T-24-C | 3534.3 |  |  | DC12-24V
112026041 | E50S8-10-3-T-5-C | 3534.3 |  |  | DC5V
112026050 | E50S8-12-2-T-24-C | 3534.3 |  |  | DC12-24V
112026051 | E50S8-12-2-T-5-C | 3534.3 |  |  | DC5V
112026060 | E50S8-15-3-T-24-C | 3534.3 |  |  | DC12-24V
112026061 | E50S8-15-3-T-5-C | 3534.3 |  |  | DC5V
112026070 | E50S8-20-3-T-24-C | 3534.3 |  |  | DC12-24V
112026071 | E50S8-20-3-T-5-C | 3534.3 |  |  | DC5V
112026080 | E50S8-23-3-T-24-C | 3534.3 |  |  | DC12-24V
112026081 | E50S8-23-3-T-5-C | 3534.3 |  |  | DC5V
112026090 | E50S8-25-3-T-24-C | 3534.3 |  |  | DC12-24V
112026091 | E50S8-25-3-T-5-C | 3534.3 |  |  | DC5V
112026101 | E50S8-30-3-T-5-C | 3534.3 |  |  | DC5V
112026110 | E50S8-35-3-T-24-C | 3534.3 |  |  | DC12-24V
112026111 | E50S8-35-3-T-5-C | 3534.3 |  |  | DC5V
112026120 | E50S8-40-3-T-24-C | 3534.3 |  |  | DC12-24V
112026121 | E50S8-40-3-T-5-C | 3534.3 |  |  | DC5V
112026130 | E50S8-45-3-T-24-C | 3534.3 |  |  | DC12-24V
112026131 | E50S8-45-3-T-5-C | 3534.3 |  |  | DC5V
112026140 | E50S8-50-3-T-24-C | 3534.3 |  |  | DC12-24V
112026141 | E50S8-50-3-T-5-C | 3534.3 |  |  | DC5V
112026150 | E50S8-60-3-T-24-C | 3534.3 |  |  | DC12-24V
112026151 | E50S8-60-3-T-5-C | 3534.3 |  |  | DC5V
112026160 | E50S8-75-3-T-24-C | 3534.3 |  |  | DC12-24V
112026161 | E50S8-75-3-T-5-C | 3534.3 |  |  | DC5V
112026170 | E50S8-100-3-T-24-C | 3534.3 |  |  | DC12-24V
112026171 | E50S8-100-3-T-5-C | 3534.3 |  |  | DC5V
112026180 | E50S8-120-3-T-24-C | 3534.3 |  |  | DC12-24V
112026181 | E50S8-120-3-T-5-C | 3534.3 |  |  | DC5V
112026190 | E50S8-150-3-T-24-C | 3534.3 |  |  | DC12-24V
112026191 | E50S8-150-3-T-5-C | 3534.3 |  |  | DC5V
112026200 | E50S8-192-3-T-24-C | 3534.3 |  |  | DC12-24V
112026201 | E50S8-192-3-T-5-C | 3534.3 |  |  | DC5V
112026210 | E50S8-200-3-T-24-C | 3534.3 |  |  | DC12-24V
112026211 | E50S8-200-3-T-5-C | 3534.3 |  |  | DC5V
112026220 | E50S8-240-3-T-24-C | 3534.3 |  |  | DC12-24V
112026221 | E50S8-240-3-T-5-C | 3534.3 |  |  | DC5V
112026230 | E50S8-250-3-T-24-C | 3534.3 |  |  | DC12-24V
112026231 | E50S8-250-3-T-5-C | 3534.3 |  |  | DC5V
112026240 | E50S8-256-3-T-24-C | 3534.3 |  |  | DC12-24V
112026241 | E50S8-256-3-T-5-C | 3534.3 |  |  | DC5V
112026251 | E50S8-300-3-T-5-C | 3534.3 |  |  | DC5V
112026260 | E50S8-360-3-T-24-C | 3534.3 |  |  | DC12-24V
112026261 | E50S8-360-3-T-5-C | 3534.3 |  |  | DC5V
112026270 | E50S8-400-3-T-24-C | 3534.3 |  |  | DC12-24V
112026271 | E50S8-400-3-T-5-C | 3534.3 |  |  | DC5V
112026280 | E50S8-500-3-T-24-C | 3534.3 |  |  | DC12-24V
112026281 | E50S8-500-3-T-5-C | 3534.3 |  |  | DC5V
112026290 | E50S8-512-3-T-24-C | 3534.3 |  |  | DC12-24V
112026291 | E50S8-512-3-T-5-C | 3534.3 |  |  | DC5V
112026300 | E50S8-600-3-T-24-C | 3534.3 |  |  | DC12-24V
112026301 | E50S8-600-3-T-5-C | 3534.3 |  |  | DC5V
112026310 | E50S8-800-3-T-24-C | 3534.3 |  |  | DC12-24V
112026311 | E50S8-800-3-T-5-C | 3534.3 |  |  | DC5V
112026320 | E50S8-1000-3-T-24-C | 4227.3 |  |  | DC12-24V
112026321 | E50S8-1000-3-T-5-C | 4227.3 |  |  | DC5V
112026330 | E50S8-1024-3-T-24-C | 4227.3 |  |  | DC12-24V
112026331 | E50S8-1024-3-T-5-C | 4227.3 |  |  | DC5V
112026340 | E50S8-1200-3-T-24-C | 4227.3 |  |  | DC12-24V
112026341 | E50S8-1200-3-T-5-C | 4227.3 |  |  | DC5V
112026350 | E50S8-1500-3-T-24-C | 4227.3 |  |  | DC12-24V
112026351 | E50S8-1500-3-T-5-C | 4227.3 |  |  | DC5V
112026360 | E50S8-1800-3-T-24-C | 4227.3 |  |  | DC12-24V
112026361 | E50S8-1800-3-T-5-C | 4227.3 |  |  | DC5V
112026370 | E50S8-2000-3-T-24-C | 4227.3 |  |  | DC12-24V
112026371 | E50S8-2000-3-T-5-C | 4227.3 |  |  | DC5V
112026380 | E50S8-2048-3-T-24-C | 4227.3 |  |  | DC12-24V
112026381 | E50S8-2048-3-T-5-C | 4227.3 |  |  | DC5V
112026390 | E50S8-2500-3-T-24-C | 4227.3 |  |  | DC12-24V
112026391 | E50S8-2500-3-T-5-C | 4227.3 |  |  | DC5V
112026400 | E50S8-3000-3-T-24-C | 4227.3 |  |  | DC12-24V
112026401 | E50S8-3000-3-T-5-C | 4227.3 |  |  | DC5V
112026410 | E50S8-3600-3-T-24-C | 4227.3 |  |  | DC12-24V
112026411 | E50S8-3600-3-T-5-C | 4227.3 |  |  | DC5V
112026420 | E50S8-5000-3-T-24-C | 5620.23 |  |  | DC12-24V
112026421 | E50S8-5000-3-T-5-C | 5613.3 |  |  | DC5V
112026430 | E50S8-6000-3-T-24-C | 5918.22 |  |  | DC12-24V
112026431 | E50S8-6000-3-T-5-C | 5918.22 |  |  | DC5V
112026440 | E50S8-8000-3-T-24-C | 6223.14 |  |  | DC12-24V
112026441 | E50S8-8000-3-T-5-C | 6223.14 |  |  | DC5V
112026510 | E50S8-1-2-N-24-C | 3534.3 |  |  | DC12-24V
112026511 | E50S8-1-2-N-5-C | 3534.3 |  |  | DC5V
112026520 | E50S8-2-2-N-24-C | 3534.3 |  |  | DC12-24V
112026521 | E50S8-2-2-N-5-C | 3534.3 |  |  | DC5V
112026530 | E50S8-5-2-N-24-C | 3534.3 |  |  | DC12-24V
112026531 | E50S8-5-2-N-5-C | 3534.3 |  |  | DC5V
112026540 | E50S8-10-3-N-24-C | 3534.3 |  |  | DC12-24V
112026541 | E50S8-10-3-N-5-C | 3534.3 |  |  | DC5V
112026550 | E50S8-12-2-N-24-C | 3534.3 |  |  | DC12-24V
112026551 | E50S8-12-2-N-5-C | 3534.3 |  |  | DC5V
112026560 | E50S8-15-3-N-24-C | 3534.3 |  |  | DC12-24V
112026561 | E50S8-15-3-N-5-C | 3534.3 |  |  | DC5V
112026570 | E50S8-20-3-N-24-C | 3534.3 |  |  | DC12-24V
112026571 | E50S8-20-3-N-5-C | 3534.3 |  |  | DC5V
112026580 | E50S8-23-3-N-24-C | 3534.3 |  |  | DC12-24V
112026581 | E50S8-23-3-N-5-C | 3534.3 |  |  | DC5V
112026590 | E50S8-25-3-N-24-C | 3534.3 |  |  | DC12-24V
112026591 | E50S8-25-3-N-5-C | 3534.3 |  |  | DC5V
112026601 | E50S8-30-3-N-5-C | 3534.3 |  |  | DC5V
112026610 | E50S8-35-3-N-24-C | 3534.3 |  |  | DC12-24V
112026611 | E50S8-35-3-N-5-C | 3534.3 |  |  | DC5V
112026620 | E50S8-40-3-N-24-C | 3534.3 |  |  | DC12-24V
112026621 | E50S8-40-3-N-5-C | 3534.3 |  |  | DC5V
112026630 | E50S8-45-3-N-24-C | 3534.3 |  |  | DC12-24V
112026631 | E50S8-45-3-N-5-C | 3534.3 |  |  | DC5V
112026640 | E50S8-50-3-N-24-C | 3534.3 |  |  | DC12-24V
112026641 | E50S8-50-3-N-5-C | 3534.3 |  |  | DC5V
112026650 | E50S8-60-3-N-24-C | 3534.3 |  |  | DC12-24V
112026651 | E50S8-60-3-N-5-C | 3534.3 |  |  | DC5V
112026660 | E50S8-75-3-N-24-C | 3534.3 |  |  | DC12-24V
112026661 | E50S8-75-3-N-5-C | 3534.3 |  |  | DC5V
112026670 | E50S8-100-3-N-24-C | 3534.3 |  |  | DC12-24V
112026671 | E50S8-100-3-N-5-C | 3534.3 |  |  | DC5V
112026680 | E50S8-120-3-N-24-C | 3534.3 |  |  | DC12-24V
112026681 | E50S8-120-3-N-5-C | 3534.3 |  |  | DC5V
112026690 | E50S8-150-3-N-24-C | 3534.3 |  |  | DC12-24V
112026691 | E50S8-150-3-N-5-C | 3534.3 |  |  | DC5V
112026700 | E50S8-192-3-N-24-C | 3534.3 |  |  | DC12-24V
112026701 | E50S8-192-3-N-5-C | 3534.3 |  |  | DC5V
112026710 | E50S8-200-3-N-24-C | 3534.3 |  |  | DC12-24V
112026711 | E50S8-200-3-N-5-C | 3534.3 |  |  | DC5V
112026720 | E50S8-240-3-N-24-C | 3534.3 |  |  | DC12-24V
112026721 | E50S8-240-3-N-5-C | 3534.3 |  |  | DC5V
112026730 | E50S8-250-3-N-24-C | 3534.3 |  |  | DC12-24V
112026731 | E50S8-250-3-N-5-C | 3534.3 |  |  | DC5V
112026740 | E50S8-256-3-N-24-C | 3534.3 |  |  | DC12-24V
112026741 | E50S8-256-3-N-5-C | 3534.3 |  |  | DC5V
112026750 | E50S8-300-3-N-24-C | 3534.3 |  |  | DC12-24V
112026751 | E50S8-300-3-N-5-C | 3534.3 |  |  | DC5V
112026760 | E50S8-360-3-N-24-C | 3534.3 |  |  | DC12-24V
112026761 | E50S8-360-3-N-5-C | 3534.3 |  |  | DC5V
112026770 | E50S8-400-3-N-24-C | 3534.3 |  |  | DC12-24V
112026771 | E50S8-400-3-N-5-C | 3534.3 |  |  | DC5V
112026780 | E50S8-500-3-N-24-C | 3534.3 |  |  | DC12-24V
112026781 | E50S8-500-3-N-5-C | 3534.3 |  |  | DC5V
112026790 | E50S8-512-3-N-24-C | 3534.3 |  |  | DC12-24V
112026791 | E50S8-512-3-N-5-C | 3534.3 |  |  | DC5V
112026800 | E50S8-600-3-N-24-C | 3534.3 |  |  | DC12-24V
112026801 | E50S8-600-3-N-5-C | 3534.3 |  |  | DC5V
112026810 | E50S8-800-3-N-24-C | 3534.3 |  |  | DC12-24V
112026811 | E50S8-800-3-N-5-C | 3534.3 |  |  | DC5V
112026820 | E50S8-1000-3-N-24-C | 4227.3 |  |  | DC12-24V
112026821 | E50S8-1000-3-N-5-C | 4227.3 |  |  | DC5V
112026830 | E50S8-1024-3-N-24-C | 4227.3 |  |  | DC12-24V
112026831 | E50S8-1024-3-N-5-C | 4227.3 |  |  | DC5V
112026840 | E50S8-1200-3-N-24-C | 4227.3 |  |  | DC12-24V
112026841 | E50S8-1200-3-N-5-C | 4227.3 |  |  | DC5V
112026850 | E50S8-1500-3-N-24-C | 4227.3 |  |  | DC12-24V
112026851 | E50S8-1500-3-N-5-C | 4227.3 |  |  | DC5V
112026860 | E50S8-1800-3-N-24-C | 4227.3 |  |  | DC12-24V
112026861 | E50S8-1800-3-N-5-C | 4227.3 |  |  | DC5V
112026870 | E50S8-2000-3-N-24-C | 4227.3 |  |  | DC12-24V
112026871 | E50S8-2000-3-N-5-C | 4227.3 |  |  | DC5V
112026880 | E50S8-2048-3-N-24-C | 4227.3 |  |  | DC12-24V
112026881 | E50S8-2048-3-N-5-C | 4227.3 |  |  | DC5V
112026890 | E50S8-2500-3-N-24-C | 4227.3 |  |  | DC12-24V
112026891 | E50S8-2500-3-N-5-C | 4227.3 |  |  | DC5V
112026900 | E50S8-3000-3-N-24-C | 4227.3 |  |  | DC12-24V
112026901 | E50S8-3000-3-N-5-C | 4227.3 |  |  | DC5V
112026910 | E50S8-3600-3-N-24-C | 4227.3 |  |  | DC12-24V
112026911 | E50S8-3600-3-N-5-C | 4227.3 |  |  | DC5V
112026920 | E50S8-5000-3-N-24-C | 5620.23 |  |  | DC12-24V
112026921 | E50S8-5000-3-N-5-C | 5620.23 |  |  | DC5V
112026930 | E50S8-6000-3-N-24-C | 5918.22 |  |  | DC12-24V
112026931 | E50S8-6000-3-N-5-C | 5918.22 |  |  | DC5V
112026940 | E50S8-8000-3-N-24-C | 6223.14 |  |  | DC12-24V
112026941 | E50S8-8000-3-N-5-C | 6223.14 |  |  | DC5V
112027010 | E50S8-1-2-V-24-C | 3534.3 |  |  | DC12-24V
112027011 | E50S8-1-2-V-5-C | 3534.3 |  |  | DC5V
112027020 | E50S8-2-2-V-24-C | 3534.3 |  |  | DC12-24V
112027021 | E50S8-2-2-V-5-C | 3534.3 |  |  | DC5V
112027030 | E50S8-5-2-V-24-C | 3534.3 |  |  | DC12-24V
112027031 | E50S8-5-2-V-5-C | 3534.3 |  |  | DC5V
112027040 | E50S8-10-3-V-24-C | 3534.3 |  |  | DC12-24V
112027041 | E50S8-10-3-V-5-C | 3534.3 |  |  | DC5V
112027050 | E50S8-12-2-V-24-C | 3534.3 |  |  | DC12-24V
112027051 | E50S8-12-2-V-5-C | 3534.3 |  |  | DC5V
112027060 | E50S8-15-3-V-24-C | 3534.3 |  |  | DC12-24V
112027061 | E50S8-15-3-V-5-C | 3534.3 |  |  | DC5V
112027070 | E50S8-20-3-V-24-C | 3534.3 |  |  | DC12-24V
112027071 | E50S8-20-3-V-5-C | 3534.3 |  |  | DC5V
112027080 | E50S8-23-3-V-24-C | 3534.3 |  |  | DC12-24V
112027081 | E50S8-23-3-V-5-C | 3534.3 |  |  | DC5V
112027090 | E50S8-25-3-V-24-C | 3534.3 |  |  | DC12-24V
112027091 | E50S8-25-3-V-5-C | 3534.3 |  |  | DC5V
112027100 | E50S8-30-3-V-24-C | 3534.3 |  |  | DC12-24V
112027110 | E50S8-35-3-V-24-C | 3534.3 |  |  | DC12-24V
112027111 | E50S8-35-3-V-5-C | 3534.3 |  |  | DC5V
112027120 | E50S8-40-3-V-24-C | 3534.3 |  |  | DC12-24V
112027121 | E50S8-40-3-V-5-C | 3534.3 |  |  | DC5V
112027130 | E50S8-45-3-V-24-C | 3534.3 |  |  | DC12-24V
112027131 | E50S8-45-3-V-5-C | 3534.3 |  |  | DC5V
112027140 | E50S8-50-3-V-24-C | 3534.3 |  |  | DC12-24V
112027141 | E50S8-50-3-V-5-C | 3534.3 |  |  | DC5V
112027150 | E50S8-60-3-V-24-C | 3534.3 |  |  | DC12-24V
112027151 | E50S8-60-3-V-5-C | 3534.3 |  |  | DC5V
112027160 | E50S8-75-3-V-24-C | 3534.3 |  |  | DC12-24V
112027161 | E50S8-75-3-V-5-C | 3534.3 |  |  | DC5V
112027170 | E50S8-100-3-V-24-C | 3534.3 |  |  | DC12-24V
112027171 | E50S8-100-3-V-5-C | 3534.3 |  |  | DC5V
112027180 | E50S8-120-3-V-24-C | 3534.3 |  |  | DC12-24V
112027181 | E50S8-120-3-V-5-C | 3534.3 |  |  | DC5V
112027190 | E50S8-150-3-V-24-C | 3534.3 |  |  | DC12-24V
112027191 | E50S8-150-3-V-5-C | 3534.3 |  |  | DC5V
112027200 | E50S8-192-3-V-24-C | 3534.3 |  |  | DC12-24V
112027201 | E50S8-192-3-V-5-C | 3534.3 |  |  | DC5V
112027211 | E50S8-200-3-V-5-C | 3534.3 |  |  | DC5V
112027220 | E50S8-240-3-V-24-C | 3534.3 |  |  | DC12-24V
112027221 | E50S8-240-3-V-5-C | 3534.3 |  |  | DC5V
112027230 | E50S8-250-3-V-24-C | 3534.3 |  |  | DC12-24V
112027231 | E50S8-250-3-V-5-C | 3534.3 |  |  | DC5V
112027240 | E50S8-256-3-V-24-C | 3534.3 |  |  | DC12-24V
112027241 | E50S8-256-3-V-5-C | 3534.3 |  |  | DC5V
112027251 | E50S8-300-3-V-5-C | 3534.3 |  |  | DC5V
112027260 | E50S8-360-3-V-24-C | 3534.3 |  |  | DC12-24V
112027261 | E50S8-360-3-V-5-C | 3534.3 |  |  | DC5V
112027270 | E50S8-400-3-V-24-C | 3534.3 |  |  | DC12-24V
112027271 | E50S8-400-3-V-5-C | 3534.3 |  |  | DC5V
112027280 | E50S8-500-3-V-24-C | 3534.3 |  |  | DC12-24V
112027281 | E50S8-500-3-V-5-C | 3534.3 |  |  | DC5V
112027290 | E50S8-512-3-V-24-C | 3534.3 |  |  | DC12-24V
112027291 | E50S8-512-3-V-5-C | 3534.3 |  |  | DC5V
112027300 | E50S8-600-3-V-24-C | 3534.3 |  |  | DC12-24V
112027301 | E50S8-600-3-V-5-C | 3534.3 |  |  | DC5V
112027310 | E50S8-800-3-V-24-C | 3534.3 |  |  | DC12-24V
112027311 | E50S8-800-3-V-5-C | 3534.3 |  |  | DC5V
112027320 | E50S8-1000-3-V-24-C | 4227.3 |  |  | DC12-24V
112027321 | E50S8-1000-3-V-5-C | 4227.3 |  |  | DC5V
112027330 | E50S8-1024-3-V-24-C | 4227.3 |  |  | DC12-24V
112027331 | E50S8-1024-3-V-5-C | 4227.3 |  |  | DC5V
112027340 | E50S8-1200-3-V-24-C | 4227.3 |  |  | DC12-24V
112027341 | E50S8-1200-3-V-5-C | 4227.3 |  |  | DC5V
112027350 | E50S8-1500-3-V-24-C | 4227.3 |  |  | DC12-24V
112027351 | E50S8-1500-3-V-5-C | 4227.3 |  |  | DC5V
112027352 | E50S8-1500-3-V-24 | 4227.3 |  |  | DC12-24V
112027360 | E50S8-1800-3-V-24-C | 4227.3 |  |  | DC12-24V
112027361 | E50S8-1800-3-V-5-C | 4227.3 |  |  | DC5V
112027370 | E50S8-2000-3-V-24-C | 4227.3 |  |  | DC12-24V
112027371 | E50S8-2000-3-V-5-C | 4227.3 |  |  | DC5V
112027380 | E50S8-2048-3-V-24-C | 4227.3 |  |  | DC12-24V
112027381 | E50S8-2048-3-V-5-C | 4227.3 |  |  | DC5V
112027390 | E50S8-2500-3-V-24-C | 4227.3 |  |  | DC12-24V
112027391 | E50S8-2500-3-V-5-C | 4227.3 |  |  | DC5V
112027401 | E50S8-3000-3-V-5-C | 4227.3 |  |  | DC5V
112027410 | E50S8-3600-3-V-24-C | 4227.3 |  |  | DC12-24V
112027411 | E50S8-3600-3-V-5-C | 4227.3 |  |  | DC5V
112027420 | E50S8-5000-3-V-24-C | 5620.23 |  |  | DC12-24V
112027421 | E50S8-5000-3-V-5-C | 5620.23 |  |  | DC5V
112027430 | E50S8-6000-3-V-24-C | 5918.22 |  |  | DC12-24V
112027431 | E50S8-6000-3-V-5-C | 5918.22 |  |  | DC5V
112027440 | E50S8-8000-3-V-24-C | 6223.14 |  |  | DC12-24V
112027441 | E50S8-8000-3-V-5-C | 6223.14 |  |  | DC5V
112027510 | E50S8-1-4-L-5-C | 4227.3 |  |  | DC5V
112027520 | E50S8-2-4-L-5-C | 4227.3 |  |  | DC5V
112027530 | E50S8-5-4-L-5-C | 4227.3 |  |  | DC5V
112027550 | E50S8-12-4-L-5-C | 4227.3 |  |  | DC5V
112027560 | E50S8-15-6-L-5-C | 4227.3 |  |  | DC5V
112027570 | E50S8-20-6-L-5-C | 4227.3 |  |  | DC5V
112027580 | E50S8-23-6-L-5-C | 4227.3 |  |  | DC5V
112027590 | E50S8-25-6-L-5-C | 4227.3 |  |  | DC5V
112027600 | E50S8-30-6-L-5-C | 4227.3 |  |  | DC5V
112027610 | E50S8-35-6-L-L-C | 4227.3 |  |  | DC5V
112027620 | E50S8-40-6-L-5-C | 4227.3 |  |  | DC5V
112027630 | E50S8-45-6-L-5-C | 4227.3 |  |  | DC5V
112027640 | E50S8-50-6-L-5-C | 4227.3 |  |  | DC5V
112027650 | E50S8-60-6-L-5-C | 4227.3 |  |  | DC5V
112027660 | E50S8-75-6-L-5-C | 4227.3 |  |  | DC5V
112027670 | E50S8-100-6-L-5-C | 4227.3 |  |  | DC5V
112027680 | E50S8-120-6-L-5-C | 4227.3 |  |  | DC5V
112027690 | E50S8-150-6-L-5-C | 4227.3 |  |  | DC5V
112027700 | E50S8-192-6-L-5-C | 4227.3 |  |  | DC5V
112027710 | E50S8-200-6-L-5-C | 4227.3 |  |  | DC5V
112027720 | E50S8-240-6-L-5-C | 4227.3 |  |  | DC5V
112027730 | E50S8-250-6-L-5-C | 4227.3 |  |  | DC5V
112027740 | E50S8-256-6-L-5-C | 4227.3 |  |  | DC5V
112027750 | E50S8-300-6-L-5-C | 4227.3 |  |  | DC5V
112027760 | E50S8-360-6-L-5-C | 4227.3 |  |  | DC5V
112027770 | E50S8-400-6-L-5-C | 4227.3 |  |  | DC5V
112027780 | E50S8-500-6-L-5-C | 4227.3 |  |  | DC5V
112027790 | E50S8-512-6-L-5-C | 4227.3 |  |  | DC5V
112027800 | E50S8-600-6-L-5-C | 4227.3 |  |  | DC5V
112027810 | E50S8-800-6-L-5-C | 4227.3 |  |  | DC5V
112027820 | E50S8-1000-6-L-5-C | 4851 |  |  | DC5V
112027830 | E50S8-1024-6-L-5-C | 4851 |  |  | DC5V
112027840 | E50S8-1200-6-L-5-C | 4851 |  |  | DC5V
112027850 | E50S8-1500-6-L-5-C | 4851 |  |  | DC5V
112027860 | E50S8-1800-6-L-5-C | 4851 |  |  | DC5V
112027870 | E50S8-2000-6-L-5-C | 4851 |  |  | DC5V
112027880 | E50S8-2048-6-L-5-C | 4851 |  |  | DC5V
112027890 | E50S8-2500-6-L-5-C | 4851 |  |  | DC5V
112027900 | E50S8-3000-6-L-5-C | 4851 |  |  | DC5V
112027910 | E50S8-3600-6-L-5-C | 4851 |  |  | DC5V
112027920 | E50S8-5000-6-L-5-C | 6285.51 |  |  | DC5V
112027930 | E50S8-6000-6-L-5-C | 6583.5 |  |  | DC5V
112027940 | E50S8-8000-6-L-5-C | 6895.35 |  |  | DC5V
112028010 | E50S8-1-4-L-24 | 0 |  |  | 12-24VDC
112028020 | E50S8-2-4-L-24 | 0 |  |  | 12-24VDC
112028030 | E50S8-5-4-L-24 | 0 |  |  | 12-24VDC
112028040 | E50S8-10-6-L-24 | 0 |  |  | 12-24VDC
112028050 | E50S8-12-4-L-24 | 0 |  |  | 12-24VDC
112028060 | E50S8-15-6-L-24 | 0 |  |  | 12-24VDC
112028070 | E50S8-20-6-L-24 | 0 |  |  | 12-24VDC
112028080 | E50S8-23-6-L-24 | 0 |  |  | 12-24VDC
112028090 | E50S8-25-6-L-24 | 0 |  |  | 12-24VDC
112028100 | E50S8-30-6-L-24 | 0 |  |  | 12-24VDC
112028110 | E50S8-35-6-L-24 | 0 |  |  | 12-24VDC
112028120 | E50S8-40-6-L-24 | 0 |  |  | 12-24VDC
112028130 | E50S8-45-6-L-24 | 0 |  |  | 12-24VDC
112028140 | E50S8-50-6-L-24 | 3880.8 |  |  | 12-24VDC
112028150 | E50S8-60-6-L-24 | 0 |  |  | 12-24VDC
112028160 | E50S8-75-6-L-24 | 0 |  |  | 12-24VDC
112028170 | E50S8-100-6-L-24 | 3742.2 |  |  | 12-24VDC
112028180 | E50S8-120-6-L-24 | 0 |  |  | 12-24VDC
112028190 | E50S8-125-6-L-24 | 0 |  |  | 12-24VDC
112028200 | E50S8-150-6-L-24 | 0 |  |  | 12-24VDC
112028210 | E50S8-192-6-L-24 | 0 |  |  | 12-24VDC
112028220 | E50S8-200-6-L-24 | 0 |  |  | 12-24VDC
112028230 | E50S8-240-6-L-24 | 0 |  |  | 12-24VDC
112028240 | E50S8-250-6-L-24 | 0 |  |  | 12-24VDC
112028250 | E50S8-256-6-L-24 | 0 |  |  | 12-24VDC
112028260 | E50S8-300-6-L-24 | 0 |  |  | 12-24VDC
112028270 | E50S8-360-6-L-24 | 3880.8 |  |  | 12-24VDC
112028280 | E50S8-400-6-L-24 | 0 |  |  | 12-24VDC
112028290 | E50S8-500-6-L-24 | 3880.8 |  |  | 12-24VDC
112028300 | E50S8-512-6-L-24 | 0 |  |  | 12-24VDC
112028310 | E50S8-600-6-L-24 | 0 |  |  | 12-24VDC
112028320 | E50S8-800-6-L-24 | 0 |  |  | 12-24VDC
112028330 | E50S8-1000-6-L-24 | 4504.5 |  |  | 12-24VDC
112028340 | E50S8-1024-6-L-24 | 4504.5 |  |  | 12-24VDC
112028350 | E50S8-1200-6-L-24 | 0 |  |  | 12-24VDC
112028360 | E50S8-1500-6-L-24 | 0 |  |  | 12-24VDC
112028370 | E50S8-1800-6-L-24 | 0 |  |  | 12-24VDC
112028380 | E50S8-2000-6-L-24 | 4504.5 |  |  | 12-24VDC
112028390 | E50S8-2048-6-L-24 | 4504.5 |  |  | 12-24VDC
112028400 | E50S8-2500-6-L-24 | 0 |  |  | 12-24VDC
112028410 | E50S8-3000-6-L-24 | 0 |  |  | 12-24VDC
112028420 | E50S8-3600-6-L-24 | 4504.5 |  |  | 12-24VDC
112028430 | E50S8-5000-6-L-24 | 0 |  |  | 12-24VDC
112028440 | E50S8-6000-6-L-24 | 0 |  |  | 12-24VDC
112028450 | E50S8-8000-6-L-24 | 0 |  |  | 12-24VDC
112028510 | E50S8-1-4-L-24-C | 0 |  |  | 12-24VDC
112028520 | E50S8-2-4-L-24-C | 0 |  |  | 12-24VDC
112028530 | E50S8-5-4-L-24-C | 0 |  |  | 12-24VDC
112028540 | E50S8-10-6-L-24-C | 0 |  |  | 12-24VDC
112028550 | E50S8-12-4-L-24-C | 0 |  |  | 12-24VDC
112028560 | E50S8-15-6-L-24-C | 0 |  |  | 12-24VDC
112028570 | E50S8-20-6-L-24-C | 0 |  |  | 12-24VDC
112028580 | E50S8-23-6-L-24-C | 0 |  |  | 12-24VDC
112028590 | E50S8-25-6-L-24-C | 0 |  |  | 12-24VDC
112028600 | E50S8-30-6-L-24-C | 0 |  |  | 12-24VDC
112028610 | E50S8-35-6-L-24-C | 0 |  |  | 12-24VDC
112028620 | E50S8-40-6-L-24-C | 0 |  |  | 12-24VDC
112028630 | E50S8-45-6-L-24-C | 0 |  |  | 12-24VDC
112028640 | E50S8-50-6-L-24-C | 4227.3 |  |  | 12-24VDC
112028650 | E50S8-60-6-L-24-C | 0 |  |  | 12-24VDC
112028660 | E50S8-75-6-L-24-C | 0 |  |  | 12-24VDC
112028670 | E50S8-100-6-L-24-C | 4227.3 |  |  | 12-24VDC
112028680 | E50S8-120-6-L-24-C | 0 |  |  | 12-24VDC
112028690 | E50S8-125-6-L-24-C | 0 |  |  | 12-24VDC
112028700 | E50S8-150-6-L-24-C | 0 |  |  | 12-24VDC
112028710 | E50S8-192-6-L-24-C | 0 |  |  | 12-24VDC
112028720 | E50S8-200-6-L-24-C | 0 |  |  | 12-24VDC
112028730 | E50S8-240-6-L-24-C | 0 |  |  | 12-24VDC
112028740 | E50S8-250-6-L-24-C | 0 |  |  | 12-24VDC
112028750 | E50S8-256-6-L-24-C | 0 |  |  | 12-24VDC
112028760 | E50S8-300-6-L-24-C | 0 |  |  | 12-24VDC
112028770 | E50S8-360-6-L-24-C | 0 |  |  | 12-24VDC
112028780 | E50S8-400-6-L-24-C | 0 |  |  | 12-24VDC
112028790 | E50S8-500-6-L-24-C | 0 |  |  | 12-24VDC
112028800 | E50S8-512-6-L-24-C | 0 |  |  | 12-24VDC
112028810 | E50S8-600-6-L-24-C | 0 |  |  | 12-24VDC
112028820 | E50S8-800-6-L-24-C | 0 |  |  | 12-24VDC
112028830 | E50S8-1000-6-L-24-C | 0 |  |  | 12-24VDC
112028840 | E50S8-1024-6-L-24-C | 4851 |  |  | 12-24VDC
112028850 | E50S8-1200-6-L-24-C | 0 |  |  | 12-24VDC
112028860 | E50S8-1500-6-L-24-C | 0 |  |  | 12-24VDC
112028870 | E50S8-1800-6-L-24-C | 0 |  |  | 12-24VDC
112028880 | E50S8-2000-6-L-24-C | 0 |  |  | 12-24VDC
112028890 | E50S8-2048-6-L-24-C | 4851 |  |  | 12-24VDC
112028900 | E50S8-2500-6-L-24-C | 0 |  |  | 12-24VDC
112028910 | E50S8-3000-6-L-24-C | 0 |  |  | 12-24VDC
112028920 | E50S8-3600-6-L-24-C | 0 |  |  | 12-24VDC
112028930 | E50S8-5000-6-L-24-C | 0 |  |  | 12-24VDC
112028940 | E50S8-6000-6-L-24-C | 0 |  |  | 12-24VDC
112028950 | E50S8-8000-6-L-24-C | 0 |  |  | 12-24VDC
112029240 | E50S8-600-2-T-24 | 3187.8 |  |  | DC12-24V
112030010 | ENC-1-1-T-24 | 3672.9 |  |  | DC12-24V
112030011 | ENC-1-1-T-24 | 4227.3 |  |  | DC12-24V(10M)
112030012 | ENC-1-1-T-24 | 3742.2 |  |  | DC12-24V(3M)
112030013 | ENC-1-1-T-5 | 3672.9 |  |  | DC5V
112030014 | ENC-1-1-T-24 | 3880.8 |  |  | DC12-24V(5M)
112030020 | ENC-1-2-T-24 | 3672.9 |  |  | DC12-24V
112030021 | ENC-1-2-T-24 | 4088.7 |  |  | DC12-24V(8M)
112030022 | ENC-1-2-T-24 | 3742.2 |  |  | DC12-24V(3M)
112030023 | ENC-1-2-T-24 | 3880.8 |  |  | DC12-24V(5M)
112030024 | ENC-1-2-T-5 | 3672.9 |  |  | DC5V
112030025 | ENC-1-2-T-5 | 4088.7 |  |  | DC5V(8M)
112030030 | ENC-1-3-T-24 | 3672.9 |  |  | DC12-24V
112030031 | ENC-1-3-T-5 | 3672.9 |  |  | DC5V
112030032 | ENC-1-3-T-24 | 3742.2 |  |  | DC12-24V(3M)
112030040 | ENC-1-4-T-24 | 3672.9 |  |  | DC12-24V
112030041 | ENC-1-4-T-24 | 3742.2 |  |  | DC12-24V(3M)
112030042 | ENC-1-4-T-5 | 3672.9 |  |  | DC5V
112030043 | ENC-1-4-T-24 | 3880.8 |  |  | DC12-24V(5M)
112030050 | ENC-1-5-T-24 | 3672.9 |  |  | DC12-24V
112030051 | ENC-1-5-T-24 | 3742.2 |  |  | DC12-24V(3M)
112030052 | ENC-1-5-T-5 | 3672.9 |  |  | DC5V
112030060 | ENC-1-6-T-24 | 3672.9 |  |  | DC12-24V
112030061 | ENC-1-6-T-5 | 3672.9 |  |  | DC5V
112030064 | ENC-1-6-T-24 | 3950.1 |  |  | DC12-24V(5M)
112030070 | ENC-1-1-N-24 | 3672.9 |  |  | DC12-24V
112030071 | ENC-1-1-N-5 | 3672.9 |  |  | DC5V
112030080 | ENC-1-2-N-24 | 3672.9 |  |  | DC12-24V
112030081 | ENC-1-2-N-5 | 3672.9 |  |  | DC5V
112030090 | ENC-1-3-N-24 | 3672.9 |  |  | DC12-24V
112030091 | ENC-1-3-N-5 | 3672.9 |  |  | DC5V
112030092 | ENC-1-3-N-24 | 4088.7 |  |  | DC12-24V(8M)
112030100 | ENC-1-4-N-24 | 3672.9 |  |  | DC12-24V
112030101 | ENC-1-4-N-5 | 3672.9 |  |  | DC5V
112030110 | ENC-1-5-N-24 | 3672.9 |  |  | DC12-24V
112030111 | ENC-1-5-N-5 | 3672.9 |  |  | DC5V
112030120 | ENC-1-6-N-24 | 3672.9 |  |  | DC12-24V
112030121 | ENC-1-1-V-5 | 3672.9 |  |  | DC5V
112030122 | ENC-1-6-N-5 | 3672.9 |  |  | DC5V
112030128 | ENC-1-1-V-24 | 3672.9 |  |  | DC12-24V
112030131 | ENC-1-2-V-24 | 3672.9 |  |  | DC12-24V
112030132 | ENC-1-2-V-5 | 3672.9 |  |  | DC5V
112030141 | ENC-1-3-V-24 | 3672.9 |  |  | DC12-24V
112030142 | ENC-1-3-V-5 | 3672.9 |  |  | DC5V
112030143 | ENC-1-4-V-24 | 3672.9 |  |  | DC12-24V
112030144 | ENC-1-4-V-5 | 3672.9 |  |  | DC5V
112030150 | ENC-1-5-V-24 | 3672.9 |  |  | DC12-24V
112030151 | ENC-1-5-V-5 | 3672.9 |  |  | DC5V
112030160 | ENC-1-6-V-24 | 3672.9 |  |  | DC12-24V
112030161 | ENC-1-6-V-5 | 3672.9 |  |  | DC5V
112031010 | ENC-1-1-T-24-C | 4019.4 |  |  | DC12-24V
112031011 | ENC-1-1-T-5-C | 4019.4 |  |  | DC5V
112031020 | ENC-1-2-T-24-C | 4019.4 |  |  | DC12-24V
112031021 | ENC-1-2-T-5-C | 4019.4 |  |  | DC5V
112031030 | ENC-1-3-T-24-C | 4019.4 |  |  | DC12-24V
112031031 | ENC-1-3-T-5-C | 4019.4 |  |  | DC5V
112031040 | ENC-1-4-T-24-C | 4019.4 |  |  | DC12-24V
112031041 | ENC-1-4-T-5-C | 4019.4 |  |  | DC5V
112031050 | ENC-1-5-T-24-C | 4019.4 |  |  | DC12-24V
112031051 | ENC-1-5-T-5-C | 4019.4 |  |  | DC5V
112031060 | ENC-1-6-T-24-C | 4019.4 |  |  | DC12-24V
112031061 | ENC-1-6-T-5-C | 4019.4 |  |  | DC5V
112031100 | ENC-1-1-N-24-C | 4019.4 |  |  | DC12-24V
112031101 | ENC-1-1-N-5-C | 4019.4 |  |  | DC5V
112031110 | ENC-1-2-N-24-C | 4019.4 |  |  | DC12-24V
112031111 | ENC-1-2-N-5-C | 4019.4 |  |  | DC5V
112031120 | ENC-1-3-N-24-C | 4019.4 |  |  | DC12-24V
112031121 | ENC-1-3-N-5-C | 4019.4 |  |  | DC5V
112031130 | ENC-1-4-N-24-C | 4019.4 |  |  | DC12-24V
112031131 | ENC-1-4-N-5-C | 4019.4 |  |  | DC5V
112031140 | ENC-1-5-N-24-C | 4019.4 |  |  | DC12-24V
112031141 | ENC-1-5-N-5-C | 4019.4 |  |  | DC5V
112031150 | ENC-1-6-N-24-C | 4019.4 |  |  | DC12-24V
112031151 | ENC-1-6-N-5-C | 4019.4 |  |  | DC5V
112031200 | ENC-1-1-V-24-C | 4019.4 |  |  | DC12-24V
112031201 | ENC-1-1-V-5-C | 4019.4 |  |  | DC5V
112031210 | ENC-1-2-V-24-C | 4019.4 |  |  | DC12-24V
112031211 | ENC-1-2-V-5-C | 4019.4 |  |  | DC5V
112031220 | ENC-1-3-V-24-C | 4019.4 |  |  | DC12-24V
112031221 | ENC-1-3-V-5-C | 4019.4 |  |  | DC5V
112031230 | ENC-1-4-V-24-C | 4019.4 |  |  | DC12-24V
112031231 | ENC-1-4-V-5-C | 4019.4 |  |  | DC5V
112031240 | ENC-1-5-V-24-C | 4019.4 |  |  | DC12-24V
112031241 | ENC-1-5-V-5-C | 4019.4 |  |  | DC5V
112031250 | ENC-1-6-V-24-C | 4019.4 |  |  | DC12-24V
112031251 | ENC-1-6-V-5-C | 4019.4 |  |  | DC5V
112040000 | E40S8-30-3-N-24 | 3257.1 |  |  | DC12-24V
112040001 | E40S8-30-3-N-5 | 3257.1 |  |  | DC5V
112040002 | E40S6-25-3-N-24 | 2910.6 |  |  | DC12-24V
112040003 | E40S6-1-2-N-24 | 2910.6 |  |  | DC12-24V
112040004 | E40S6-10-3-N-24 | 2910.6 |  |  | DC12-24V
112040005 | E40S8-25-3-N-24 | 3257.1 |  |  | DC12-24V
112040006 | E40S6-25-3-N-5 | 2910.6 |  |  | DC5V
112040007 | E40S6-1-2-N-5 | 2910.6 |  |  | DC5V
112040008 | E40S6-10-3-N-5 | 2910.6 |  |  | DC5V
112040009 | E40S8-25-3-N-5 | 3257.1 |  |  | DC5V
112040010 | E40S6-60-3-N-24 | 2910.6 |  |  | DC12-24V
112040011 | E40S6-60-3-N-24 | 0 |  |  | DC12-24V(5M)
112040012 | E40S8-60-3-N-24 | 3257.1 |  |  | DC12-24V
112040013 | E40S8-50-3-N-24 | 3257.1 |  |  | DC12-24V
112040014 | E40S6-60-3-N-5 | 2910.6 |  |  | DC5V
112040015 | E40S8-60-3-N-5 | 3257.1 |  |  | DC5V
112040016 | E40S6-40-3-N-24 | 2910.6 |  |  | DC12-24V
112040017 | E40S8-45-3-N-24 | 3257.1 |  |  | DC12-24V
112040018 | E40S8-40-3-N-24 | 3257.1 |  |  | DC12-24V
112040020 | E40S6-100-3-N-24 | 2910.6 |  |  | DC12-24V
112040022 | E40S6-100-2-N-24 | 0 |  |  | DC12-24V(HL)
112040023 | E40S8-100-3-N-24 | 3257.1 |  |  | DC12-24V
112040024 | E40S6-100-3-N-24 | 0 |  |  | DC12-24V(3M)
112040025 | E40S6-100-3-N-5 | 2910.6 |  |  | DC5V
112040026 | E40S6-100-3-N-24 | 0 |  |  | DC12-24V(10M)
112040027 | E40S8-100-3-N-5 | 3257.1 |  |  | DC5V
112040028 | E40S6-100-3-N-5(OTS) | 0 |  |  | OTSїЙјЗ
112040029 | E40S6-100-3-N-24 | 3118.5 |  |  | 12-24VDC(5M)
112040030 | E40S6-200-3-N-24 | 2910.6 |  |  | DC12-24V
112040032 | E40S6-200-3-N-5 | 2910.6 |  |  | DC5V
112040033 | E40S8-200-3-N-24 | 3257.1 |  |  | DC12-24V
112040034 | E40S8-100-2-V-5 | 0 |  |  | DC5V(ґЩґПї¤)
112040035 | E40S6-256-3-N-24 | 2910.6 |  |  | DC12-24V
112040036 | E40S6-240-3-N-24 | 2910.6 |  |  | DC12-24V
112040037 | E40S8-200-3-N-5 | 3257.1 |  |  | DC5V
112040038 | E40S6-256-3-N-5 | 2910.6 |  |  | DC5V
112040039 | E40S6-240-3-N-5 | 2910.6 |  |  | DC5V
112040040 | E40S6-360-3-N-24 | 3465 |  |  | DC12-24V
112040042 | E40S6-360-3-NN-24 | 3465 |  |  | DC12-24V
112040043 | E40S6-300-3-N-24 | 2910.6 |  |  | DC12-24V
112040044 | E40S8-360-3-N-24 | 3811.5 |  |  | DC12-24V
112040045 | E40S6-300-3-N-5 | 2910.6 |  |  | DC5V
112040046 | E40S8-360-3-N-5 | 3811.5 |  |  | DC5V
112040047 | E40S6-360-3-N-5 | 3465 |  |  | DC5V
112040048 | E40S8-300-3-N-24 | 3257.1 |  |  | DC12-24V
112040049 | E40S8-300-3-N-5 | 3257.1 |  |  | DC5V
112040050 | E40S6-400-3-N-24 | 3465 |  |  | DC12-24V
112040051 | E40S8-400-3-N-24 | 3811.5 |  |  | DC12-24V
112040052 | E40S6-400-3-N-5 | 3465 |  |  | DC5V
112040053 | E40S8-400-3-N-5 | 3811.5 |  |  | DC5V
112040054 | E40S6-400-3-N-24 | 3880.8 |  |  | DC12-24V(3M)
112040060 | E40S6-500-3-N-24 | 3465 |  |  | DC12-24V
112040062 | E40S8-500-3-N-24 | 3811.5 |  |  | DC12-24V
112040063 | E40S6-500-3-N-5 | 3465 |  |  | DC5V
112040064 | E40S8-500-3-N-5 | 3811.5 |  |  | DC5V
112040066 | E40S8-600-3-N-5 | 3811.5 |  |  | DC5V
112040070 | E40S6-512-3-N-24 | 3465 |  |  | DC12-24V
112040071 | E40S6-600-3-N-24 | 3465 |  |  | DC12-24V
112040072 | E40S6-800-3-N-24 | 3465 |  |  | DC12-24V
112040074 | E40S6-600-3-N-24 | 0 |  |  | DC12-24V(5M)
112040075 | E40S6-512-3-N-5 | 3465 |  |  | DC5V
112040076 | E40S6-600-3-N-5 | 3465 |  |  | DC5V
112040077 | E40S6-800-3-N-5 | 3465 |  |  | DC5V
112040078 | E40S6-600-3-N-24 | 0 |  |  | DC12-24V(3M)
112040079 | E40S8-800-3-N-24 | 3811.5 |  |  | DC12-24V
112040080 | E40S6-1000-3-N-24 | 3465 |  |  | DC12-24V
112040083 | E40S8-1000-3-N-24 | 3811.5 |  |  | DC12-24V
112040084 | E40S6-1000-3-N-24 | 0 |  |  | DC12-24V(3M)
112040085 | E40S6-1000-3-N-5 | 3465 |  |  | DC5V
112040086 | E40S6-1000-3-N-24 | 0 |  |  | DC12-24V(ЕВИЈ)
112040087 | E40S8-1000-3-N-5 | 3811.5 |  |  | DC5V
112040090 | E40S6-1024-3-N-24 | 3465 |  |  | DC12-24V
112040091 | E40S6-1500-3-N-24 | 3465 |  |  | DC12-24V
112040092 | E40S6-1024-3-N-5 | 3465 |  |  | DC5V
112040093 | E40S6-1500-3-N-5 | 3465 |  |  | DC5V
112040094 | E40S8-1800-3-N-24 | 3811.5 |  |  | DC12-24V
112040095 | E40S6-1200-3-N-24 | 3465 |  |  | DC12-24V
112040096 | E40S6-1200-3-N-5 | 3465 |  |  | DC5V
112040097 | E40S6-1800-3-N-24 | 3465 |  |  | DC12-24V
112040098 | E40S6-1800-3-N-5 | 3465 |  |  | DC5V
112040099 | E40S8-1500-3-N-24 | 3811.5 |  |  | DC12-24V
112040100 | E40S6-2000-3-N-24 | 3811.5 |  |  | DC12-24V
112040101 | E40S6-2000-3-N-24 | 0 |  |  | D12-24V(5M)
112040102 | E40S6-2000-3-N-5 | 3811.5 |  |  | DC5V
112040103 | E40S8-2000-3-N-5 | 0 |  |  | DC5V
112040105 | E40S6-2000-3-NN-24 | 3811.5 |  |  | DC12-24V
112040106 | E40S6-2500-3-N-24 | 3811.5 |  |  | DC12-24V
112040107 | E40S6-3000-3-N-24 | 3811.5 |  |  | DC12-24V
112040108 | E40S6-2500-3-N-5 | 3811.5 |  |  | DC5V
112040109 | E40S6-3000-3-N-5 | 3811.5 |  |  | DC5V
112040110 | E40S6-2048-3-N-24 | 3811.5 |  |  | DC12-24V
112040111 | E40S6-3600-3-N-24 | 3811.5 |  |  | DC12-24V
112040112 | E40S8-3600-3-N-24 | 4088.7 |  |  | DC12-24V
112040113 | E40S8-2048-3-N-24 | 4088.7 |  |  | DC12-24V
112040114 | E40S6-2048-3-N-5 | 3811.5 |  |  | DC5V
112040115 | E40S6-3600-3-N-5 | 3811.5 |  |  | DC5V
112040116 | E40S6-250-3-N-24 | 2910.6 |  |  | DC12-24V
112040117 | E40S8-3600-3-N-5 | 4088.7 |  |  | DC5V
112040118 | E40S8-2048-3-N-5 | 4088.7 |  |  | DC5V
112040119 | E40S6-250-3-N-5 | 2910.6 |  |  | DC5V
112040120 | E40S6-60-3-V-5 | 2910.6 |  |  | DC5V
112040121 | E40S6-60-1-V-24 | 0 |  |  | DC12-24V (5M)
112040122 | E40S6-20-3-V-24 | 2910.6 |  |  | DC12-24V
112040130 | E40S6-100-3-V-5 | 2910.6 |  |  | DC5V
112040131 | E40S6-150-3-V-24 | 2910.6 |  |  | DC12-24V
112040132 | E40S6-150-3-V-24 | 0 |  |  | DC12-24V(5M)
112040133 | E40S8-100-3-V-24 | 3257.1 |  |  | DC12-24V
112040134 | E40S8-100-3-V-5 | 3257.1 |  |  | DC5V
112040135 | E40S6-120-3-V-24 | 2910.6 |  |  | DC12-24V
112040140 | E40S6-200-3-V-5 | 2910.6 |  |  | DC5V
112040141 | E40S8-200-2-V-5 | 3742.2 |  |  | DC5V
112040142 | E40S8-200-2-V-5 | 0 |  |  | DC5V(ґЩґПї¤)
112040143 | E40S6-250-3-V-5 | 2910.6 |  |  | DC5V
112040144 | E40S8-200-2-V-5 | 0 |  |  | DC5V(ґЩґПї¤-ДЬіШЕёїЙјЗA/Sїл)
112040145 | E40S6-256-3-V-24 | 2910.6 |  |  | DC12-24V
112040146 | E40S6-240-3-V-24 | 0 |  |  | DC12-24V
112040147 | E40S6-256-3-V-5 | 2910.6 |  |  | DC5V
112040148 | E40S6-250-3-V-24 | 2910.6 |  |  | DC12-24V
112040149 | E40S8-256-3-V-24 | 0 |  |  | DC12-24V
112040150 | E40S6-360-3-V-5 | 3465 |  |  | DC5V
112040152 | E40S8-360-3-V-5 | 3811.5 |  |  | DC5V
112040153 | E40S8-360-3-V-24 | 3811.5 |  |  | DC12-24V
112040160 | E40S6-400-3-V-5 | 3465 |  |  | DC5V
112040161 | E40S6-40-3-V-24 | 2910.6 |  |  | DC12-24V
112040162 | E40S8-400-3-V-24 | 3811.5 |  |  | DC12-24V
112040170 | E40S6-500-3-V-5 | 3465 |  |  | DC5V
112040180 | E40S6-512-3-V-5 | 3465 |  |  | DC5V
112040181 | E40S6-800-3-V-5 | 3465 |  |  | DC5V
112040190 | E40S6-1000-3-V-5 | 3465 |  |  | DC5V
112040200 | E40S6-1024-3-V-5 | 3465 |  |  | DC5V
112040210 | E40S6-1200-3-V-5 | 3465 |  |  | DC5V
112040212 | E40S8-1200-3-V-24 | 3811.5 |  |  | DC12-24V
112040220 | E40S6-2000-3-V-5 | 3811.5 |  |  | DC5V
112040221 | E40S8-2000-3-V-5 | 4088.7 |  |  | DC5V
112040222 | E40S8-2000-3-V-24 | 4088.7 |  |  | DC12-24V
112040230 | E40S6-2048-3-V-5 | 3811.5 |  |  | DC5V
112040231 | E40S6-2500-3-V-24 | 3811.5 |  |  | DC12-24V
112040232 | E40S6-2500-3-V-5 | 3811.5 |  |  | DC5V
112040233 | E40S8-2500-3-V-24 | 4088.7 |  |  | DC12-24V
112040240 | E40S6-60-3-V-24 | 2910.6 |  |  | DC12-24V
112040241 | E40S6-23-3-V-24 | 2910.6 |  |  | DC12-24V
112040242 | E40S6-35-3-V-24 | 2910.6 |  |  | DC12-24V
112040243 | E40S8-30-3-V-5 | 3395.7 |  |  | DC5V
112040247 | E40S8-50-3-V-5 | 3257.1 |  |  | DC5V
112040250 | E40S6-100-3-V-24 | 2910.6 |  |  | DC12-24V
112040252 | E40S6-192-3-V-24 | 2910.6 |  |  | DC12-24V
112040253 | E40S6-100-3-V-24 | 0 |  |  | DC12-24V(5M)
112040254 | E40S6-75-3-V-24 | 0 |  |  | DC12-24V(5M)
112040260 | E40S6-200-3-V-24 | 2910.6 |  |  | DC12-24V
112040261 | E40S8-200-3-V-24 | 3395.7 |  |  | DC12-24V
112040262 | E40S8-200-3-V-5 | 3395.7 |  |  | DC5V
112040265 | E40S6-300-3-V-24 | 2910.6 |  |  | DC12-24V
112040266 | E40S6-300-3-V-5 | 2910.6 |  |  | DC5V
112040270 | E40S6-360-3-V-24 | 3465 |  |  | DC12-24V
112040280 | E40S6-400-3-V-24 | 3465 |  |  | DC12-24V
112040290 | E40S6-500-3-V-24 | 3465 |  |  | DC12-24V
112040291 | E40S8-500-3-V-24 | 3811.5 |  |  | DC12-24V
112040300 | E40S6-512-3-V-24 | 3465 |  |  | DC12-24V
112040301 | E40S8-512-3-V-24 | 3811.5 |  |  | DC12-24V
112040304 | E40S6-600-3-V-5 | 3465 |  |  | DC5V
112040305 | E40S6-600-3-V-24 | 3465 |  |  | DC12-24V
112040306 | E40S8-600-3-V-24 | 3811.5 |  |  | DC12-24V
112040311 | E40S8-1000-3-V-24 | 3811.5 |  |  | DC12-24V
112040320 | E40S6-1024-3-V-24 | 3465 |  |  | DC12-24V
112040321 | E40S8-1024-3-V-24 | 3811.5 |  |  | DC12-24V
112040330 | E40S6-1200-3-V-24 | 3465 |  |  | DC12-24V
112040340 | E40S6-2000-3-V-24 | 3811.5 |  |  | DC12-24V
112040350 | E40S6-2048-3-V-24 | 3811.5 |  |  | DC12-24V
112040351 | E40S6-3000-3-V-24 | 3811.5 |  |  | DC12-24V
112040352 | E40S8-2048-3-V-24 | 4088.7 |  |  | DC12-24V
112040353 | E40S8-3000-3-V-24 | 4088.7 |  |  | DC12-24V
112040357 | E40S6-25-3-V-24 | 2910.6 |  |  | DC12-24V
112040361 | E40S6-50-3-V-24 | 2910.6 |  |  | DC12-24V
112040362 | E40S6-50-3-V-5 | 2910.6 |  |  | DC5V
112040430 | E40S6-1000-3-V-24 | 3465 |  |  | DC12-24V
112040451 | E40S8-1800-3-V-24 | 3811.5 |  |  | DC12-24V
112040452 | E40S6-1800-3-V-5 | 3465 |  |  | DC5V
112040453 | E40S6-1800-3-V-24 | 3465 |  |  | DC12-24V
112040471 | E40S6-3600-3-V-5 | 3811.5 |  |  | DC5V
112040472 | E40S8-3600-3-V-5 | 4088.7 |  |  | DC5V
112040473 | E40S6-3600-3-V-24 | 3811.5 |  |  | DC12-24V
112040474 | E40S8-3600-3-V-24 | 4088.7 |  |  | DC12-24V
112040480 | E40S6-60-6-L-5 | 3465 |  |  | DC5V
112040481 | E40S6-600-6-L-5 | 3811.5 |  |  | DC5V
112040482 | E40S8-600-6-L-5 | 4158 |  |  | DC5V
112040490 | E40S6-100-6-L-5 | 3465 |  |  | DC5V
112040491 | E40S8-100-6-L-5 | 3811.5 |  |  | DC5V
112040492 | E40S6-120-6-L-5 | 3465 |  |  | DC5V
112040493 | E40S8-120-6-L-5 | 3811.5 |  |  | DC5V
112040494 | E40S6-150-6-L-5 | 3465 |  |  | DC5V
112040495 | E40S6-125-6-L-5 | 3465 |  |  | DC5V
112040500 | E40S6-200-6-L-5 | 3465 |  |  | DC5V
112040501 | E40S6-250-6-L-5 | 3465 |  |  | DC5V
112040502 | E40S8-256-6-L-5 | 3811.5 |  |  | DC5V
112040503 | E40S6-256-6-L-5 | 3465 |  |  | DC5V
112040504 | E40S8-250-6-L-5 | 3811.5 |  |  | DC5V
112040505 | E40S8-200-6-L-5 | 3811.5 |  |  | DC5V
112040510 | E40S6-360-6-L-5 | 3811.5 |  |  | DC5V
112040511 | E40S6-360-6-LN-5 | 3811.5 |  |  | DC5V
112040512 | E40S8-360-6-LN-5 | 4158 |  |  | DC5V
112040513 | E40S6-300-6-L-5 | 3465 |  |  | DC5V
112040514 | E40S8-360-6-L-5 | 4158 |  |  | DC5V
112040515 | E40S6-360-6-L-5 | 0 |  |  | DC5V(10M)
112040520 | E40S6-400-6-L-5 | 3811.5 |  |  | DC5V
112040530 | E40S6-500-6-L-5 | 3811.5 |  |  | DC5V
112040531 | E40S8-500-6-L-5 | 4158 |  |  | DC5V
112040540 | E40S6-512-6-L-5 | 3811.5 |  |  | DC5V
112040541 | E40S8-512-6-L-5 | 4158 |  |  | DC5V
112040542 | E40S6-800-6-L-5 | 3811.5 |  |  | DC5V
112040550 | E40S6-1000-6-L-5 | 3811.5 |  |  | DC5V
112040551 | E40S6-1000-6-L-5 | 0 |  |  | OPTION(ЕВИЈ)
112040552 | E40S8-1000-6-L-5 | 4158 |  |  | DC5V
112040553 | E40S6-1000-6-L-5 | 0 |  |  | OPTION-SM
112040560 | E40S6-1024-6-L-5 | 3811.5 |  |  | DC5V
112040561 | E40S8-1024-6-L-5 | 4158 |  |  | DC5V
112040563 | E40S6-1024-6-L-5 | 0 |  |  | DC5V(6M) BODY OPTION
112040564 | E40S6-1024-6-L-5 | 0 |  |  | DC5V(9M) BODY OPTION
112040565 | E40S6-1024-6-L-5 | 0 |  |  | DC5V(15M) BODY OPTION
112040566 | E40S6-1024-6-L-5 | 0 |  |  | DC5V(5M)
112040570 | E40S6-1200-6-L-5 | 3811.5 |  |  | DC5V
112040571 | E40S8-1200-6-L-5 | 4158 |  |  | DC5V
112040572 | E40S6-1800-6-L-5 | 3811.5 |  |  | DC5V
112040573 | E40S8-1500-6-L-5 | 4158 |  |  | DC5V
112040574 | E40S6-1500-6-L-5 | 3811.5 |  |  | DC5V
112040580 | E40S6-2000-6-L-5 | 4158 |  |  | DC5V
112040581 | E40S8-2000-6-L-5 | 4989.6 |  |  | DC5V
112040585 | E40S6-2000-6-LN-5 | 4158 |  |  | DC5V
112040590 | E40S6-2048-6-L-5 | 4158 |  |  | DC5V
112040591 | E40S6-2500-6-L-5 | 4158 |  |  | DC5V
112040592 | E40S6-3600-6-L-5 | 4158 |  |  | DC5V
112040593 | E40S8-2048-6-L-5 | 4989.6 |  |  | DC5V
112040594 | E40S8-3600-6-L-5 | 4504.5 |  |  | DC5V
112040595 | E40S6-2500-6-L-5 | 0 |  |  | DC5V(3M)
112040596 | E40S6-3600-6-L-5 | 0 |  |  | DC5V(5M)
112040597 | E40S8-2500-6-L-5 | 4504.5 |  |  | DC5V
112040598 | E40S6-2048-6-L-5 | 0 |  |  | DC5V(3M)
112040599 | E40S8-2500-6-L-5 | 0 |  |  | DC5V(OPTION-ЗС±№ NSD)
112040600 | E40S6-3000-6-L-5 | 4158 |  |  | DC5V
112040601 | E40S8-3000-6-L-5 | 4504.5 |  |  | DC5V
112040602 | E40S8-2500-6-L-5 | 4712.4 |  |  | DC5V(5M)
112040611 | E40S6-2-2-T-24 | 2910.6 |  |  | DC12-24V
112040612 | E40S6-1-2-T-24 | 2910.6 |  |  | DC12-24V
112040621 | E40S6-5-2-T-24 | 2910.6 |  |  | DC12-24V
112040622 | E40S6-5-2-T-5 | 2910.6 |  |  | DC5V
112040630 | E40S6-10-3-T-24 | 2910.6 |  |  | DC12-24V
112040631 | E40S6-10-3-T-5 | 2910.6 |  |  | DC5V
112040640 | E40S6-12-2-T-24 | 2910.6 |  |  | DC12-24V
112040641 | E40S6-12-2-T-5 | 2910.6 |  |  | DC5V
112040650 | E40S6-15-3-T-24 | 2910.6 |  |  | DC12-24V
112040651 | E40S6-15-3-T-5 | 2910.6 |  |  | DC5V
112040660 | E40S6-20-3-T-24 | 2910.6 |  |  | DC12-24V
112040661 | E40S6-20-3-T-5 | 2910.6 |  |  | DC5V
112040662 | E40S6-20-3-N-24 | 2910.6 |  |  | DC12-24V
112040663 | E40S6-20-3-N-5 | 2910.6 |  |  | DC5V
112040664 | E40S6-15-3-N-24 | 2910.6 |  |  | DC12-24V
112040670 | E40S6-23-3-T-24 | 2910.6 |  |  | DC12-24V
112040671 | E40S6-23-3-T-5 | 2910.6 |  |  | DC5V
112040672 | E40S6-23-3-N-5 | 2910.6 |  |  | DC5V
112040680 | E40S6-25-3-T-24 | 2910.6 |  |  | DC12-24V
112040681 | E40S6-25-3-T-5 | 2910.6 |  |  | DC5V
112040690 | E40S6-30-3-T-24 | 2910.6 |  |  | DC12-24V
112040691 | E40S6-30-3-T-5 | 2910.6 |  |  | DC5V
112040700 | E40S6-35-3-T-24 | 2910.6 |  |  | DC12-24V
112040701 | E40S6-35-3-T-5 | 2910.6 |  |  | DC5V
112040710 | E40S6-40-3-T-24 | 2910.6 |  |  | DC12-24V
112040711 | E40S6-40-3-T-5 | 2910.6 |  |  | DC5V
112040720 | E40S6-45-3-T-24 | 2910.6 |  |  | DC12-24V
112040721 | E40S6-45-3-T-5 | 2910.6 |  |  | DC5V
112040722 | E40S6-45-3-N-24 | 2910.6 |  |  | DC12-24V
112040730 | E40S6-50-3-T-24 | 2910.6 |  |  | DC12-24V
112040731 | E40S6-50-3-N-24 | 2910.6 |  |  | DC12-24V
112040732 | E40S6-50-3-T-5 | 2910.6 |  |  | DC5V
112040733 | E40S6-50-3-N-5 | 2910.6 |  |  | DC5V
112040734 | E40S6-50-3-T-24 | 3118.5 |  |  | DC12-24V(5M)
112040735 | E40S8-50-3-N-5 | 0 |  |  | DC5V
112040740 | E40S6-60-3-T-24 | 2910.6 |  |  | DC12-24V
112040741 | E40S6-60-3-T-5 | 2910.6 |  |  | DC5V
112040742 | E40S6-60-3-N-24 | 0 |  |  | DC12-24V(PCD28)
112040744 | E40S6-60-3-T-24 | 3118.5 |  |  | DC12-24V(5M)
112040750 | E40S6-75-3-T-24 | 2910.6 |  |  | DC12-24V
112040751 | E40S6-75-3-T-5 | 2910.6 |  |  | DC5V
112040752 | E40S6-75-3-N-24 | 2910.6 |  |  | DC12-24V
112040753 | E40S8-75-3-N-24 | 3257.1 |  |  | DC12-24V
112040760 | E40S6-100-3-T-24 | 2910.6 |  |  | DC12-24V
112040761 | E40S6-100-3-T-5 | 2910.6 |  |  | DC5V
112040762 | E40S6-100-3-T-24 | 3118.5 |  |  | DC12-24V(5M)
112040770 | E40S6-120-3-T-24 | 2910.6 |  |  | DC12-24V
112040771 | E40S6-120-3-N-24 | 2910.6 |  |  | DC12-24V
112040772 | E40S6-120-3-T-5 | 2910.6 |  |  | DC5V
112040773 | E40S6-120-3-N-5 | 2910.6 |  |  | DC5V
112040774 | E40S6-125-3-N-24 | 2910.6 |  |  | DC12-24V
112040775 | E40S6-125-3-T-24 | 2910.6 |  |  | DC12-24V
112040776 | E40S6-125-3-T-24 | 2979.9 |  |  | DC12-24V(3M)
112040780 | E40S6-150-3-T-24 | 2910.6 |  |  | DC12-24V
112040781 | E40S6-150-3-N-24 | 2910.6 |  |  | DC12-24V
112040782 | E40S6-150-3-T-5 | 2910.6 |  |  | DC5V
112040783 | E40S6-150-3-N-5 | 2910.6 |  |  | DC5V
112040790 | E40S6-192-3-T-24 | 2910.6 |  |  | DC12-24V
112040791 | E40S6-192-3-T-5 | 2910.6 |  |  | DC5V
112040792 | E40S6-192-3-N-24 | 0 |  |  | DC12-24V
112040800 | E40S6-200-3-T-24 | 2910.6 |  |  | DC12-24V
112040801 | E40S6-200-3-T-5 | 2910.6 |  |  | DC5V
112040810 | E40S6-240-3-T-24 | 2910.6 |  |  | DC12-24V
112040811 | E40S6-240-3-T-5 | 2910.6 |  |  | DC5V
112040820 | E40S6-250-3-T-24 | 2910.6 |  |  | DC12-24V
112040821 | E40S6-250-3-T-5 | 2910.6 |  |  | DC5V
112040822 | E40S6-250-3-N-24 | 0 |  |  | DC12-24V(Z OPTION)
112040823 | E40S6-250-3-T-24 | 3326.4 |  |  | DC12-24V(8M)
112040824 | E40S6-250-3-N-24 | 0 |  |  | JVёЮµр(Z»у№ЭАь)
112040830 | E40S6-256-3-T-24 | 2910.6 |  |  | DC12-24V
112040831 | E40S6-256-3-T-5 | 2910.6 |  |  | DC5V
112040840 | E40S6-300-3-T-24 | 2910.6 |  |  | DC12-24V
112040841 | E40S6-300-3-T-5 | 2910.6 |  |  | DC5V
112040850 | E40S6-360-3-T-24 | 3465 |  |  | DC12-24V
112040851 | E40S6-50-2-N-24 | 0 |  |  | OPTION
112040852 | E40S6-360-3-T-5 | 3465 |  |  | DC5V
112040853 | E40S6-360-3-T-24 | 0 |  |  | OPTION(IP64)
112040854 | E40S6-360-3-T-24 | 3880.8 |  |  | DC12-24V(8M)
112040860 | E40S6-400-3-T-24 | 3465 |  |  | DC12-24V
112040861 | E40S6-400-3-T-5 | 3465 |  |  | DC5V
112040870 | E40S6-500-3-T-24 | 3465 |  |  | DC12-24V
112040871 | E40S6-500-3-T-5 | 3465 |  |  | DC5V
112040880 | E40S6-512-3-T-24 | 3465 |  |  | DC12-24V
112040881 | E40S6-512-3-T-5 | 3465 |  |  | DC5V
112040890 | E40S6-600-3-T-24 | 3465 |  |  | DC12-24V
112040891 | E40S6-600-3-T-5 | 3465 |  |  | DC5V
112040892 | E40S6-600-3-T-24 | 3534.3 |  |  | DC12-24V(3M)
112040893 | E40S6-800-3-T-24 | 3465 |  |  | DC12-24V
112040900 | E40S6-1000-3-T-24 | 3465 |  |  | DC12-24V
112040901 | E40S6-1000-3-T-24 | 0 |  |  | DC12-24V(10M)
112040902 | E40S6-1000-3-T-5 | 3465 |  |  | DC5V
112040910 | E40S6-1024-3-T-24 | 3465 |  |  | DC12-24V
112040911 | E40S6-1024-3-T-5 | 3465 |  |  | DC5V
112040920 | E40S6-1200-3-T-24 | 3465 |  |  | DC12-24V
112040921 | E40S6-1800-3-T-24 | 3465 |  |  | DC12-24V
112040922 | E40S6-1200-3-T-5 | 3465 |  |  | DC5V
112040923 | E40S6-1800-3-T-5 | 3465 |  |  | DC5V
112040924 | E40S8-1800-3-T-24 | 3811.5 |  |  | DC12-24V
112040925 | E40S6-1500-3-T-5 | 3465 |  |  | DC5V
112040926 | E40S8-1800-3-T-5 | 3811.5 |  |  | DC5V
112040930 | E40S6-2000-3-T-24 | 3811.5 |  |  | DC12-24V
112040931 | E40S6-2000-3-T-5 | 3811.5 |  |  | DC5V
112040934 | E40S6-2000-3-T-24 | 4019.4 |  |  | DC12-24V(5M)
112040940 | E40S6-2048-3-T-24 | 3811.5 |  |  | DC12-24V
112040941 | E40S6-2048-3-T-5 | 3811.5 |  |  | DC5V
112040950 | E40S6-2500-3-T-24 | 3811.5 |  |  | DC12-24V
112040951 | E40S6-3600-3-T-24 | 3811.5 |  |  | DC12-24V
112040952 | E40S8-3600-3-T-24 | 4088.7 |  |  | DC12-24V
112040953 | E40S6-2500-3-T-5 | 3811.5 |  |  | DC5V
112040954 | E40S6-3600-3-T-5 | 3811.5 |  |  | DC5V
112040955 | E40S8-3600-3-T-5 | 4088.7 |  |  | DC5V
112040956 | E40S6-2500-3-T-24 | 3880.8 |  |  | DC12-24V(3M)
112040957 | E40S8-3600-3-T-5 | 0 |  |  | DC5V(3M)
112040958 | E40S6-2500-3-T-24 | 4019.4 |  |  | DC12-24V(5M)
112040960 | E40S8-1-2-T-24 | 3257.1 |  |  | DC12-24V
112040961 | E40S8-1-2-T-5 | 3257.1 |  |  | DC5V
112040970 | E40S8-2-2-T-24 | 3257.1 |  |  | DC12-24V
112040971 | E40S8-2-2-T-5 | 3257.1 |  |  | DC5V
112040980 | E40S8-5-2-T-24 | 3257.1 |  |  | DC12-24V
112040981 | E40S8-5-2-N-24 | 3257.1 |  |  | DC12-24V
112040982 | E40S8-5-2-T-5 | 3257.1 |  |  | DC5V
112040990 | E40S8-10-3-T-24 | 3257.1 |  |  | DC12-24V
112040991 | E40S8-10-3-N-24 | 3257.1 |  |  | DC12-24V
112040992 | E40S8-10-3-T-5 | 3257.1 |  |  | DC5V
112040993 | E40S8-10-3-N-5 | 3257.1 |  |  | DC5V
112041000 | E40S8-12-2-T-24 | 3257.1 |  |  | DC12-24V
112041001 | E40S8-12-2-T-5 | 3257.1 |  |  | DC5V
112041002 | E40S8-12-2-N-24 | 3257.1 |  |  | DC12-24V
112041010 | E40S8-15-3-T-24 | 3257.1 |  |  | DC12-24V
112041011 | E40S8-15-3-T-5 | 3257.1 |  |  | DC5V
112041012 | E40S8-15-3-N-24 | 3257.1 |  |  | DC12-24V
112041020 | E40S8-20-3-T-24 | 3257.1 |  |  | DC12-24V
112041021 | E40S8-20-3-T-5 | 3257.1 |  |  | DC5V
112041022 | E40S8-20-3-N-24 | 3257.1 |  |  | DC12-24V
112041030 | E40S8-23-3-T-24 | 3257.1 |  |  | DC12-24V
112041031 | E40S8-23-3-T-5 | 3257.1 |  |  | DC5V
112041040 | E40S8-25-3-T-24 | 3257.1 |  |  | DC12-24V
112041041 | E40S8-25-3-T-5 | 3257.1 |  |  | DC5V
112041050 | E40S8-30-3-T-24 | 3257.1 |  |  | DC12-24V
112041051 | E40S8-30-3-T-5 | 3257.1 |  |  | DC5V
112041060 | E40S8-35-3-T-24 | 3257.1 |  |  | DC12-24V
112041061 | E40S8-35-3-T-5 | 3257.1 |  |  | DC5V
112041070 | E40S8-40-3-T-24 | 3257.1 |  |  | DC12-24V
112041071 | E40S8-40-3-T-5 | 3257.1 |  |  | DC5V
112041080 | E40S8-45-3-T-24 | 3257.1 |  |  | DC12-24V
112041081 | E40S8-45-3-T-5 | 3257.1 |  |  | DC5V
112041090 | E40S8-50-3-T-24 | 3257.1 |  |  | DC12-24V
112041091 | E40S8-50-2-V-5 | 0 |  |  | DC5V(ґЩґПї¤ БЦАЇ±в)
112041092 | E40S8-50-2-V-5 | 0 |  |  | DC5V(ґЩґПї¤)SHAFT OPTION
112041093 | E40S8-50-3-T-5 | 3257.1 |  |  | DC5V
112041094 | E40S6-50-2-V-5 | 3257.1 |  |  | DC5V(ґЩґПї¤ SHAFT OPTION)
112041100 | E40S8-60-3-T-24 | 3257.1 |  |  | DC12-24V
112041101 | E40S8-60-3-T-5 | 3257.1 |  |  | DC5V
112041110 | E40S8-75-3-T-24 | 3257.1 |  |  | DC12-24V
112041111 | E40S8-75-3-T-5 | 3257.1 |  |  | DC5V
112041120 | E40S8-100-3-T-24 | 3257.1 |  |  | DC12-24V
112041121 | E40S8-100-3-T-5 | 3257.1 |  |  | DC5V
112041130 | E40S8-120-3-T-24 | 3257.1 |  |  | DC12-24V
112041131 | E40S8-120-3-T-5 | 3257.1 |  |  | DC5V
112041132 | E40S8-120-3-N-24 | 3257.1 |  |  | DC12-24V
112041140 | E40S8-150-3-T-24 | 3257.1 |  |  | DC12-24V
112041141 | E40S8-150-3-N-24 | 3257.1 |  |  | DC12-24V
112041142 | E40S8-150-3-T-5 | 3257.1 |  |  | DC5V
112041143 | E40S8-150-3-N-5 | 3257.1 |  |  | DC5V
112041150 | E40S8-192-3-T-24 | 3257.1 |  |  | DC12-24V
112041151 | E40S8-192-3-T-5 | 3257.1 |  |  | DC5V
112041160 | E40S8-200-3-T-24 | 3257.1 |  |  | DC12-24V
112041161 | E40S8-200-3-T-5 | 3257.1 |  |  | DC5V
112041170 | E40S8-240-3-T-24 | 3257.1 |  |  | DC12-24V
112041171 | E40S8-240-3-T-5 | 3257.1 |  |  | DC5V
112041180 | E40S8-250-3-T-24 | 3257.1 |  |  | DC12-24V
112041181 | E40S8-250-3-V-24 | 3257.1 |  |  | DC12-24V
112041182 | E40S8-250-3-N-24 | 3257.1 |  |  | DC12-24V
112041183 | E40S8-250-3-T-5 | 3257.1 |  |  | DC5V
112041184 | E40S8-250-3-V-5 | 3257.1 |  |  | DC5V
112041185 | E40S8-250-3-N-5 | 3257.1 |  |  | DC5V
112041190 | E40S8-256-3-T-24 | 3257.1 |  |  | DC12-24V
112041191 | E40S8-256-3-T-5 | 3257.1 |  |  | DC5V
112041200 | E40S8-300-3-T-24 | 3257.1 |  |  | DC12-24V
112041201 | E40S8-300-3-T-5 | 3257.1 |  |  | DC5V
112041210 | E40S8-360-3-T-24 | 3811.5 |  |  | DC12-24V
112041211 | E40S8-360-3-T-5 | 3811.5 |  |  | DC5V
112041220 | E40S8-400-3-T-24 | 3811.5 |  |  | DC12-24V
112041221 | E40S8-400-3-T-5 | 3811.5 |  |  | DC5V
112041230 | E40S8-500-3-T-24 | 3811.5 |  |  | DC12-24V
112041231 | E40S8-500-3-T-5 | 3811.5 |  |  | DC5V
112041240 | E40S8-512-3-T-24 | 3811.5 |  |  | DC12-24V
112041241 | E40S8-512-3-T-5 | 3811.5 |  |  | DC5V
112041242 | E40S8-512-3-N-24 | 3811.5 |  |  | DC12-24V
112041250 | E40S8-600-3-T-24 | 3811.5 |  |  | DC12-24V
112041251 | E40S8-800-3-T-24 | 3811.5 |  |  | DC12-24V
112041252 | E40S8-600-3-T-5 | 3811.5 |  |  | DC5V
112041253 | E40S8-800-3-T-5 | 3811.5 |  |  | DC5V
112041260 | E40S8-1000-3-T-24 | 3811.5 |  |  | DC12-24V
112041261 | E40S8-1000-3-T-5 | 3811.5 |  |  | DC5V
112041262 | E40S8-1000-3-T-24 | 0 |  |  | DC12-24(10M)
112041270 | E40S8-1024-3-T-24 | 3811.5 |  |  | DC12-24V
112041271 | E40S8-1024-3-T-5 | 3811.5 |  |  | DC5V
112041280 | E40S8-1200-3-T-24 | 3811.5 |  |  | DC12-24V
112041281 | E40S8-1200-3-N-24 | 3811.5 |  |  | DC12-24V
112041282 | E40S8-1200-3-T-5 | 3811.5 |  |  | DC5V
112041283 | E40S8-1200-3-N-5 | 3811.5 |  |  | DC5V
112041290 | E40S8-2000-3-T-24 | 4088.7 |  |  | DC12-24V
112041291 | E40S8-2000-3-T-5 | 4088.7 |  |  | DC5V
112041300 | E40S8-2048-3-T-24 | 4088.7 |  |  | DC12-24V
112041301 | E40S8-2048-3-T-5 | 4088.7 |  |  | DC5V
112041310 | E40S8-2500-3-T-24 | 4088.7 |  |  | DC12-24V
112041311 | E40S8-2500-3-T-5 | 4088.7 |  |  | DC5V
112041320 | E40S8-3000-3-T-24 | 4088.7 |  |  | DC12-24V
112041321 | E40S8-3000-3-T-5 | 4088.7 |  |  | DC5V
112042010 | E40S6-5000-3-T-24 | 4608.45 |  |  | DC12-24V
112042011 | E40S6-5000-3-T-5 | 4608.45 |  |  | DC5V
112042012 | E40S6-5000-3-T-24 | 4816.35 |  |  | DC12-24V(5M)
112042020 | E40S6-5000-3-N-24 | 4608.45 |  |  | DC12-24V
112042021 | E40S6-5000-3-N-5 | 4608.45 |  |  | DC5V
112042030 | E40S6-5000-3-V-24 | 4608.45 |  |  | DC12-24V
112042031 | E40S6-5000-3-V-5 | 4608.45 |  |  | DC5V
112042060 | E40S6-5000-6-L-5 | 5606.37 |  |  | DC5V
112042062 | E40S6-5000-6-L-5 | 5814.27 |  |  | DC5V(5M)
112042510 | E40S8-5000-3-T-24 | 5038.11 |  |  | DC12-24V
112042511 | E40S8-5000-3-T-5 | 5038.11 |  |  | DC5V
112042520 | E40S8-5000-3-N-24 | 5038.11 |  |  | DC12-24V
112042521 | E40S8-5000-3-N-5 | 5038.11 |  |  | DC5V
112042530 | E40S8-5000-3-V-24 | 5038.11 |  |  | DC12-24V
112042531 | E40S8-5000-3-V-5 | 5038.11 |  |  | DC5V
112042560 | E40S8-5000-6-L-5 | 6036.03 |  |  | DC5V
112042571 | E40S8-4000-3-V-5 | 4899.51 |  |  | 5VDC(1.4M)
112043010 | E40S6-1-4-L-24 | 0 |  |  | 12-24VDC
112043020 | E40S6-2-4-L-24 | 0 |  |  | 12-24VDC
112043030 | E40S6-5-4-L-24 | 0 |  |  | 12-24VDC
112043040 | E40S6-10-6-L-24 | 0 |  |  | 12-24VDC
112043050 | E40S6-12-4-L-24 | 0 |  |  | 12-24VDC
112043060 | E40S6-15-6-L-24 | 0 |  |  | 12-24VDC
112043070 | E40S6-20-6-L-24 | 0 |  |  | 12-24VDC
112043080 | E40S6-23-6-L-24 | 0 |  |  | 12-24VDC
112043090 | E40S6-25-6-L-24 | 0 |  |  | 12-24VDC
112043100 | E40S6-30-6-L-24 | 0 |  |  | 12-24VDC
112043110 | E40S6-35-6-L-24 | 0 |  |  | 12-24VDC
112043120 | E40S6-40-6-L-24 | 0 |  |  | 12-24VDC
112043130 | E40S6-45-6-L-24 | 0 |  |  | 12-24VDC
112043140 | E40S6-50-6-L-24 | 0 |  |  | 12-24VDC
112043150 | E40S6-60-6-L-24 | 0 |  |  | 12-24VDC
112043160 | E40S6-75-6-L-24 | 0 |  |  | 12-24VDC
112043170 | E40S6-100-6-L-24 | 0 |  |  | 12-24VDC
112043180 | E40S6-120-6-L-24 | 0 |  |  | 12-24VDC
112043190 | E40S6-125-6-L-24 | 0 |  |  | 12-24VDC
112043200 | E40S6-150-6-L-24 | 0 |  |  | 12-24VDC
112043210 | E40S6-192-6-L-24 | 0 |  |  | 12-24VDC
112043220 | E40S6-200-6-L-24 | 3465 |  |  | 12-24VDC
112043230 | E40S6-240-6-L-24 | 0 |  |  | 12-24VDC
112043240 | E40S6-250-6-L-24 | 0 |  |  | 12-24VDC
112043250 | E40S6-256-6-L-24 | 0 |  |  | 12-24VDC
112043260 | E40S6-300-6-L-24 | 0 |  |  | 12-24VDC
112043270 | E40S6-360-6-L-24 | 3811.5 |  |  | 12-24VDC
112043280 | E40S6-400-6-L-24 | 0 |  |  | 12-24VDC
112043290 | E40S6-500-6-L-24 | 3811.5 |  |  | 12-24VDC
112043300 | E40S6-512-6-L-24 | 0 |  |  | 12-24VDC
112043310 | E40S6-600-6-L-24 | 3811.5 |  |  | 12-24VDC
112043320 | E40S6-800-6-L-24 | 0 |  |  | 12-24VDC
112043330 | E40S6-1000-6-L-24 | 3811.5 |  |  | 12-24VDC
112043340 | E40S6-1024-6-L-24 | 3811.5 |  |  | 12-24VDC
112043350 | E40S6-1200-6-L-24 | 0 |  |  | 12-24VDC
112043360 | E40S6-1500-6-L-24 | 0 |  |  | 12-24VDC
112043370 | E40S6-1800-6-L-24 | 0 |  |  | 12-24VDC
112043380 | E40S6-2000-6-L-24 | 0 |  |  | 12-24VDC
112043390 | E40S6-2048-6-L-24 | 4158 |  |  | 12-24VDC
112043400 | E40S6-2500-6-L-24 | 0 |  |  | 12-24VDC
112043410 | E40S6-3000-6-L-24 | 0 |  |  | 12-24VDC
112043420 | E40S6-3600-6-L-24 | 4158 |  |  | 12-24VDC
112043430 | E40S6-5000-6-L-24 | 0 |  |  | 12-24VDC
112043510 | E40S6-1-4-L-24-C | 0 |  |  | 12-24VDC
112043520 | E40S6-2-4-L-24-C | 0 |  |  | 12-24VDC
112043530 | E40S6-5-4-L-24-C | 0 |  |  | 12-24VDC
112043540 | E40S6-10-6-L-24-C | 0 |  |  | 12-24VDC
112043550 | E40S6-12-4-L-24-C | 0 |  |  | 12-24VDC
112043560 | E40S6-15-6-L-24-C | 0 |  |  | 12-24VDC
112043570 | E40S6-20-6-L-24-C | 0 |  |  | 12-24VDC
112043580 | E40S6-23-6-L-24-C | 0 |  |  | 12-24VDC
112043590 | E40S6-25-6-L-24-C | 0 |  |  | 12-24VDC
112043600 | E40S6-30-6-L-24-C | 0 |  |  | 12-24VDC
112043610 | E40S6-35-6-L-24-C | 0 |  |  | 12-24VDC
112043620 | E40S6-40-6-L-24-C | 0 |  |  | 12-24VDC
112043630 | E40S6-45-6-L-24-C | 0 |  |  | 12-24VDC
112043640 | E40S6-50-6-L-24-C | 0 |  |  | 12-24VDC
112043650 | E40S6-60-6-L-24-C | 0 |  |  | 12-24VDC
112043660 | E40S6-75-6-L-24-C | 0 |  |  | 12-24VDC
112043670 | E40S6-100-6-L-24-C | 0 |  |  | 12-24VDC
112043680 | E40S6-120-6-L-24-C | 0 |  |  | 12-24VDC
112043690 | E40S6-125-6-L-24-C | 0 |  |  | 12-24VDC
112043700 | E40S6-150-6-L-24-C | 0 |  |  | 12-24VDC
112043710 | E40S6-192-6-L-24-C | 0 |  |  | 12-24VDC
112043720 | E40S6-200-6-L-24-C | 0 |  |  | 12-24VDC
112043730 | E40S6-240-6-L-24-C | 0 |  |  | 12-24VDC
112043740 | E40S6-250-6-L-24-C | 0 |  |  | 12-24VDC
112043750 | E40S6-256-6-L-24-C | 0 |  |  | 12-24VDC
112043760 | E40S6-300-6-L-24-C | 0 |  |  | 12-24VDC
112043770 | E40S6-360-6-L-24-C | 0 |  |  | 12-24VDC
112043780 | E40S6-400-6-L-24-C | 0 |  |  | 12-24VDC
112043790 | E40S6-500-6-L-24-C | 0 |  |  | 12-24VDC
112043800 | E40S6-512-6-L-24-C | 0 |  |  | 12-24VDC
112043810 | E40S6-600-6-L-24-C | 0 |  |  | 12-24VDC
112043820 | E40S6-800-6-L-24-C | 0 |  |  | 12-24VDC
112043830 | E40S6-1000-6-L-24-C | 0 |  |  | 12-24VDC
112043840 | E40S6-1024-6-L-24-C | 0 |  |  | 12-24VDC
112043850 | E40S6-1200-6-L-24-C | 0 |  |  | 12-24VDC
112043860 | E40S6-1500-6-L-24-C | 0 |  |  | 12-24VDC
112043870 | E40S6-1800-6-L-24-C | 0 |  |  | 12-24VDC
112043880 | E40S6-2000-6-L-24-C | 0 |  |  | 12-24VDC
112043890 | E40S6-2048-6-L-24-C | 0 |  |  | 12-24VDC
112043900 | E40S6-2500-6-L-24-C | 0 |  |  | 12-24VDC
112043910 | E40S6-3000-6-L-24-C | 0 |  |  | 12-24VDC
112043920 | E40S6-3600-6-L-24-C | 0 |  |  | 12-24VDC
112043930 | E40S6-5000-6-L-24-C | 0 |  |  | 12-24VDC
112044010 | E40S8-1-4-L-24 | 0 |  |  | 12-24VDC
112044020 | E40S8-2-4-L-24 | 0 |  |  | 12-24VDC
112044030 | E40S8-5-4-L-24 | 0 |  |  | 12-24VDC
112044040 | E40S8-10-6-L-24 | 0 |  |  | 12-24VDC
112044050 | E40S8-12-4-L-24 | 0 |  |  | 12-24VDC
112044060 | E40S8-15-6-L-24 | 0 |  |  | 12-24VDC
112044070 | E40S8-20-6-L-24 | 0 |  |  | 12-24VDC
112044080 | E40S8-23-6-L-24 | 0 |  |  | 12-24VDC
112044090 | E40S8-25-6-L-24 | 0 |  |  | 12-24VDC
112044100 | E40S8-30-6-L-24 | 0 |  |  | 12-24VDC
112044110 | E40S8-35-6-L-24 | 0 |  |  | 12-24VDC
112044120 | E40S8-40-6-L-24 | 0 |  |  | 12-24VDC
112044130 | E40S8-45-6-L-24 | 0 |  |  | 12-24VDC
112044140 | E40S8-50-6-L-24 | 0 |  |  | 12-24VDC
112044150 | E40S8-60-6-L-24 | 0 |  |  | 12-24VDC
112044160 | E40S8-75-6-L-24 | 0 |  |  | 12-24VDC
112044170 | E40S8-100-6-L-24 | 0 |  |  | 12-24VDC
112044180 | E40S8-120-6-L-24 | 0 |  |  | 12-24VDC
112044190 | E40S8-125-6-L-24 | 0 |  |  | 12-24VDC
112044200 | E40S8-150-6-L-24 | 0 |  |  | 12-24VDC
112044210 | E40S8-192-6-L-24 | 0 |  |  | 12-24VDC
112044220 | E40S8-200-6-L-24 | 0 |  |  | 12-24VDC
112044230 | E40S8-240-6-L-24 | 0 |  |  | 12-24VDC
112044240 | E40S8-250-6-L-24 | 0 |  |  | 12-24VDC
112044250 | E40S8-256-6-L-24 | 0 |  |  | 12-24VDC
112044260 | E40S8-300-6-L-24 | 0 |  |  | 12-24VDC
112044270 | E40S8-360-6-L-24 | 4158 |  |  | 12-24VDC
112044280 | E40S8-400-6-L-24 | 0 |  |  | 12-24VDC
112044290 | E40S8-500-6-L-24 | 0 |  |  | 12-24VDC
112044300 | E40S8-512-6-L-24 | 0 |  |  | 12-24VDC
112044310 | E40S8-600-6-L-24 | 0 |  |  | 12-24VDC
112044320 | E40S8-800-6-L-24 | 0 |  |  | 12-24VDC
112044330 | E40S8-1000-6-L-24 | 0 |  |  | 12-24VDC
112044340 | E40S8-1024-6-L-24 | 4158 |  |  | 12-24VDC
112044350 | E40S8-1200-6-L-24 | 0 |  |  | 12-24VDC
112044360 | E40S8-1500-6-L-24 | 0 |  |  | 12-24VDC
112044370 | E40S8-1800-6-L-24 | 0 |  |  | 12-24VDC
112044380 | E40S8-2000-6-L-24 | 4989.6 |  |  | 12-24VDC
112044390 | E40S8-2048-6-L-24 | 0 |  |  | 12-24VDC
112044400 | E40S8-2500-6-L-24 | 4504.5 |  |  | 12-24VDC
112044410 | E40S8-3000-6-L-24 | 0 |  |  | 12-24VDC
112044420 | E40S8-3600-6-L-24 | 0 |  |  | 12-24VDC
112044430 | E40S8-5000-6-L-24 | 0 |  |  | 12-24VDC
112044510 | E40S8-1-4-L-24-C | 0 |  |  | 12-24VDC
112044520 | E40S8-2-4-L-24-C | 0 |  |  | 12-24VDC
112044530 | E40S8-5-4-L-24-C | 0 |  |  | 12-24VDC
112044540 | E40S8-10-6-L-24-C | 0 |  |  | 12-24VDC
112044550 | E40S8-12-4-L-24-C | 0 |  |  | 12-24VDC
112044560 | E40S8-15-6-L-24-C | 0 |  |  | 12-24VDC
112044570 | E40S8-20-6-L-24-C | 0 |  |  | 12-24VDC
112044580 | E40S8-23-6-L-24-C | 0 |  |  | 12-24VDC
112044590 | E40S8-25-6-L-24-C | 0 |  |  | 12-24VDC
112044600 | E40S8-30-6-L-24-C | 0 |  |  | 12-24VDC
112044610 | E40S8-35-6-L-24-C | 0 |  |  | 12-24VDC
112044620 | E40S8-40-6-L-24-C | 0 |  |  | 12-24VDC
112044630 | E40S8-45-6-L-24-C | 0 |  |  | 12-24VDC
112044640 | E40S8-50-6-L-24-C | 0 |  |  | 12-24VDC
112044650 | E40S8-60-6-L-24-C | 0 |  |  | 12-24VDC
112044660 | E40S8-75-6-L-24-C | 0 |  |  | 12-24VDC
112044670 | E40S8-100-6-L-24-C | 0 |  |  | 12-24VDC
112044680 | E40S8-120-6-L-24-C | 0 |  |  | 12-24VDC
112044690 | E40S8-125-6-L-24-C | 0 |  |  | 12-24VDC
112044700 | E40S8-150-6-L-24-C | 0 |  |  | 12-24VDC
112044710 | E40S8-192-6-L-24-C | 0 |  |  | 12-24VDC
112044720 | E40S8-200-6-L-24-C | 0 |  |  | 12-24VDC
112044730 | E40S8-240-6-L-24-C | 0 |  |  | 12-24VDC
112044740 | E40S8-250-6-L-24-C | 0 |  |  | 12-24VDC
112044750 | E40S8-256-6-L-24-C | 0 |  |  | 12-24VDC
112044760 | E40S8-300-6-L-24-C | 0 |  |  | 12-24VDC
112044770 | E40S8-360-6-L-24-C | 0 |  |  | 12-24VDC
112044780 | E40S8-400-6-L-24-C | 0 |  |  | 12-24VDC
112044790 | E40S8-500-6-L-24-C | 0 |  |  | 12-24VDC
112044800 | E40S8-512-6-L-24-C | 0 |  |  | 12-24VDC
112044810 | E40S8-600-6-L-24-C | 0 |  |  | 12-24VDC
112044820 | E40S8-800-6-L-24-C | 0 |  |  | 12-24VDC
112044830 | E40S8-1000-6-L-24-C | 0 |  |  | 12-24VDC
112044840 | E40S8-1024-6-L-24-C | 0 |  |  | 12-24VDC
112044850 | E40S8-1200-6-L-24-C | 0 |  |  | 12-24VDC
112044860 | E40S8-1500-6-L-24-C | 0 |  |  | 12-24VDC
112044870 | E40S8-1800-6-L-24-C | 0 |  |  | 12-24VDC
112044880 | E40S8-2000-6-L-24-C | 0 |  |  | 12-24VDC
112044890 | E40S8-2048-6-L-24-C | 0 |  |  | 12-24VDC
112044900 | E40S8-2500-6-L-24-C | 0 |  |  | 12-24VDC
112044910 | E40S8-3000-6-L-24-C | 0 |  |  | 12-24VDC
112044920 | E40S8-3600-6-L-24-C | 0 |  |  | 12-24VDC
112044930 | E40S8-5000-6-L-24-C | 0 |  |  | 12-24VDC
112045010 | E40S6-1-2-T-24-C | 0 |  |  | DC12-24V
112045011 | E40S6-1-2-T-5-C | 0 |  |  | DC5V
112045020 | E40S6-2-2-T-24-C | 0 |  |  | DC12-24V
112045021 | E40S6-2-2-T-5-C | 0 |  |  | DC5V
112045030 | E40S6-5-2-T-24-C | 0 |  |  | DC12-24V
112045031 | E40S6-5-2-T-5-C | 0 |  |  | DC5V
112045040 | E40S6-10-3-T-24-C | 0 |  |  | DC12-24V
112045041 | E40S6-10-3-T-5-C | 0 |  |  | DC5V
112045050 | E40S6-12-2-T-24-C | 0 |  |  | DC12-24V
112045051 | E40S6-12-2-T-5-C | 0 |  |  | DC5V
112045060 | E40S6-15-3-T-24-C | 0 |  |  | DC12-24V
112045061 | E40S6-15-3-T-5-C | 0 |  |  | DC5V
112045070 | E40S6-20-3-T-24-C | 0 |  |  | DC12-24V
112045071 | E40S6-20-3-T-5-C | 0 |  |  | DC5V
112045080 | E40S6-23-3-T-24-C | 0 |  |  | DC12-24V
112045081 | E40S6-23-3-T-5-C | 0 |  |  | DC5V
112045090 | E40S6-25-3-T-24-C | 0 |  |  | DC12-24V
112045091 | E40S6-25-3-T-5-C | 0 |  |  | DC5V
112045100 | E40S6-30-3-T-24-C | 0 |  |  | DC12-24V
112045101 | E40S6-30-3-T-5-C | 0 |  |  | DC5V
112045110 | E40S6-35-3-T-24-C | 0 |  |  | DC12-24V
112045111 | E40S6-35-3-T-5-C | 0 |  |  | DC5V
112045120 | E40S6-40-3-T-24-C | 0 |  |  | DC12-24V
112045121 | E40S6-40-3-T-5-C | 0 |  |  | DC5V
112045130 | E40S6-45-3-T-24-C | 0 |  |  | DC12-24V
112045131 | E40S6-45-3-T-5-C | 0 |  |  | DC5V
112045140 | E40S6-50-3-T-24-C | 0 |  |  | DC12-24V
112045141 | E40S6-50-3-T-5-C | 0 |  |  | DC5V
112045150 | E40S6-60-3-T-24-C | 0 |  |  | DC12-24V
112045151 | E40S6-60-3-T-5-C | 0 |  |  | DC5V
112045160 | E40S6-75-3-T-24-C | 0 |  |  | DC12-24V
112045161 | E40S6-75-3-T-5-C | 0 |  |  | DC5V
112045170 | E40S6-100-3-T-24-C | 3257.1 |  |  | DC12-24V
112045171 | E40S6-100-3-T-5-C | 0 |  |  | DC5V
112045180 | E40S6-120-3-T-24-C | 3257.1 |  |  | DC12-24V
112045181 | E40S6-120-3-T-5-C | 0 |  |  | DC5V
112045190 | E40S6-150-3-T-24-C | 0 |  |  | DC12-24V
112045191 | E40S6-150-3-T-5-C | 0 |  |  | DC5V
112045200 | E40S6-192-3-T-24-C | 0 |  |  | DC12-24V
112045201 | E40S6-192-3-T-5-C | 0 |  |  | DC5V
112045210 | E40S6-200-3-T-24-C | 3257.1 |  |  | DC12-24V
112045211 | E40S6-200-3-T-5-C | 3257.1 |  |  | DC5V
112045220 | E40S6-240-3-T-24-C | 0 |  |  | DC12-24V
112045221 | E40S6-240-3-T-5-C | 0 |  |  | DC5V
112045230 | E40S6-250-3-T-24-C | 0 |  |  | DC12-24V
112045231 | E40S6-250-3-T-5-C | 0 |  |  | DC5V
112045240 | E40S6-256-3-T-24-C | 0 |  |  | DC12-24V
112045241 | E40S6-256-3-T-5-C | 0 |  |  | DC5V
112045250 | E40S6-300-3-T-24-C | 0 |  |  | DC12-24V
112045251 | E40S6-300-3-T-5-C | 0 |  |  | DC5V
112045260 | E40S6-360-3-T-24-C | 3811.5 |  |  | DC12-24V
112045261 | E40S6-360-3-T-5-C | 0 |  |  | DC5V
112045270 | E40S6-400-3-T-24-C | 0 |  |  | DC12-24V
112045271 | E40S6-400-3-T-5-C | 0 |  |  | DC5V
112045280 | E40S6-500-3-T-24-C | 3811.5 |  |  | DC12-24V
112045281 | E40S6-500-3-T-5-C | 0 |  |  | DC5V
112045290 | E40S6-512-3-T-24-C | 0 |  |  | DC12-24V
112045291 | E40S6-512-3-T-5-C | 0 |  |  | DC5V
112045300 | E40S6-600-3-T-24-C | 0 |  |  | DC12-24V
112045301 | E40S6-600-3-T-5-C | 0 |  |  | DC5V
112045310 | E40S6-800-3-T-24-C | 0 |  |  | DC12-24V
112045311 | E40S6-800-3-T-5-C | 0 |  |  | DC5V
112045320 | E40S6-1000-3-T-24-C | 3811.5 |  |  | DC12-24V
112045321 | E40S6-1000-3-T-5-C | 3811.5 |  |  | DC5V
112045330 | E40S6-1024-3-T-24-C | 3811.5 |  |  | DC12-24V
112045331 | E40S6-1024-3-T-5-C | 3811.5 |  |  | DC5V
112045340 | E40S6-1200-3-T-24-C | 3811.5 |  |  | DC12-24V
112045341 | E40S6-1200-3-T-5-C | 3811.5 |  |  | DC5V
112045350 | E40S6-1500-3-T-24-C | 3811.5 |  |  | DC12-24V
112045351 | E40S6-1500-3-T-5-C | 3811.5 |  |  | DC5V
112045352 | E40S6-1500-3-T-24 | 3465 |  |  | DC12-24V
112045360 | E40S6-1800-3-T-24-C | 0 |  |  | DC12-24V
112045361 | E40S6-1800-3-T-5-C | 0 |  |  | DC5V
112045370 | E40S6-2000-3-T-24-C | 0 |  |  | DC12-24V
112045371 | E40S6-2000-3-T-5-C | 0 |  |  | DC5V
112045380 | E40S6-2048-3-T-24-C | 0 |  |  | DC12-24V
112045381 | E40S6-2048-3-T-5-C | 0 |  |  | DC5V
112045390 | E40S6-2500-3-T-24-C | 4158 |  |  | DC12-24V
112045391 | E40S6-2500-3-T-5-C | 0 |  |  | DC5V
112045400 | E40S6-3000-3-T-24-C | 0 |  |  | DC12-24V
112045401 | E40S6-3000-3-T-5-C | 0 |  |  | DC5V
112045402 | E40S6-3000-3-T-24 | 3811.5 |  |  | DC12-24V
112045403 | E40S6-3000-3-T-5 | 3811.5 |  |  | DC5V
112045410 | E40S6-3600-3-T-24-C | 0 |  |  | DC12-24V
112045411 | E40S6-3600-3-T-5-C | 0 |  |  | DC5V
112045420 | E40S6-5000-3-T-24-C | 4954.95 |  |  | DC12-24V
112045421 | E40S6-5000-3-T-5-C | 4954.95 |  |  | DC5V
112045510 | E40S6-1-2-N-24-C | 0 |  |  | DC12-24V
112045511 | E40S6-1-2-N-5-C | 0 |  |  | DC5V
112045520 | E40S6-2-2-N-24-C | 0 |  |  | DC12-24V
112045521 | E40S6-2-2-N-5-C | 0 |  |  | DC5V
112045522 | E40S6-2-2-N-24 | 2910.6 |  |  | DC12-24V
112045530 | E40S6-5-2-N-24-C | 0 |  |  | DC12-24V
112045531 | E40S6-5-2-N-5-C | 0 |  |  | DC5V
112045532 | E40S6-5-2-N-24 | 2910.6 |  |  | DC12-24V
112045540 | E40S6-10-3-N-24-C | 0 |  |  | DC12-24V
112045541 | E40S6-10-3-N-5-C | 0 |  |  | DC5V
112045550 | E40S6-12-2-N-24-C | 0 |  |  | DC12-24V
112045551 | E40S6-12-2-N-5-C | 0 |  |  | DC5V
112045560 | E40S6-15-3-N-24-C | 0 |  |  | DC12-24V
112045561 | E40S6-15-3-N-5-C | 0 |  |  | DC5V
112045570 | E40S6-20-3-N-24-C | 0 |  |  | DC12-24V
112045571 | E40S6-20-3-N-5-C | 0 |  |  | DC5V
112045580 | E40S6-23-3-N-24-C | 0 |  |  | DC12-24V
112045581 | E40S6-23-3-N-5-C | 0 |  |  | DC5V
112045590 | E40S6-25-3-N-24-C | 0 |  |  | DC12-24V
112045591 | E40S6-25-3-N-5-C | 0 |  |  | DC5V
112045600 | E40S6-30-3-N-24-C | 0 |  |  | DC12-24V
112045601 | E40S6-30-3-N-5-C | 0 |  |  | DC5V
112045602 | E40S6-30-3-N-24 | 2910.6 |  |  | DC12-24V
112045603 | E40S6-30-3-N-5 | 2910.6 |  |  | DC5V
112045610 | E40S6-35-3-N-24-C | 0 |  |  | DC12-24V
112045611 | E40S6-35-3-N-5-C | 0 |  |  | DC5V
112045620 | E40S6-40-3-N-24-C | 0 |  |  | DC12-24V
112045621 | E40S6-40-3-N-5-C | 0 |  |  | DC5V
112045630 | E40S6-45-3-N-24-C | 0 |  |  | DC12-24V
112045631 | E40S6-45-3-N-5-C | 0 |  |  | DC5V
112045640 | E40S6-50-3-N-24-C | 0 |  |  | DC12-24V
112045641 | E40S6-50-3-N-5-C | 0 |  |  | DC5V
112045650 | E40S6-60-3-N-24-C | 3257.1 |  |  | DC12-24V
112045651 | E40S6-60-3-N-5-C | 0 |  |  | DC5V
112045660 | E40S6-75-3-N-24-C | 0 |  |  | DC12-24V
112045661 | E40S6-75-3-N-5-C | 0 |  |  | DC5V
112045670 | E40S6-100-3-N-24-C | 3257.1 |  |  | DC12-24V
112045671 | E40S6-100-3-N-5-C | 0 |  |  | DC5V
112045680 | E40S6-120-3-N-24-C | 3257.1 |  |  | DC12-24V
112045681 | E40S6-120-3-N-5-C | 0 |  |  | DC5V
112045690 | E40S6-150-3-N-24-C | 0 |  |  | DC12-24V
112045691 | E40S6-150-3-N-5-C | 0 |  |  | DC5V
112045700 | E40S6-192-3-N-24-C | 0 |  |  | DC12-24V
112045701 | E40S6-192-3-N-5-C | 0 |  |  | DC5V
112045710 | E40S6-200-3-N-24-C | 3257.1 |  |  | DC12-24V
112045711 | E40S6-200-3-N-5-C | 0 |  |  | DC5V
112045720 | E40S6-240-3-N-24-C | 0 |  |  | DC12-24V
112045721 | E40S6-240-3-N-5-C | 0 |  |  | DC5V
112045730 | E40S6-250-3-N-24-C | 0 |  |  | DC12-24V
112045731 | E40S6-250-3-N-5-C | 0 |  |  | DC5V
112045740 | E40S6-256-3-N-24-C | 0 |  |  | DC12-24V
112045741 | E40S6-256-3-N-5-C | 0 |  |  | DC5V
112045750 | E40S6-300-3-N-24-C | 0 |  |  | DC12-24V
112045751 | E40S6-300-3-N-5-C | 0 |  |  | DC5V
112045760 | E40S6-360-3-N-24-C | 0 |  |  | DC12-24V
112045761 | E40S6-360-3-N-5-C | 0 |  |  | DC5V
112045770 | E40S6-400-3-N-24-C | 0 |  |  | DC12-24V
112045771 | E40S6-400-3-N-5-C | 0 |  |  | DC5V
112045780 | E40S6-500-3-N-24-C | 0 |  |  | DC12-24V
112045781 | E40S6-500-3-N-5-C | 0 |  |  | DC5V
112045790 | E40S6-512-3-N-24-C | 0 |  |  | DC12-24V
112045791 | E40S6-512-3-N-5-C | 0 |  |  | DC5V
112045800 | E40S6-600-3-N-24-C | 0 |  |  | DC12-24V
112045801 | E40S6-600-3-N-5-C | 0 |  |  | DC5V
112045810 | E40S6-800-3-N-24-C | 3811.5 |  |  | DC12-24V
112045811 | E40S6-800-3-N-5-C | 0 |  |  | DC5V
112045820 | E40S6-1000-3-N-24-C | 3811.5 |  |  | DC12-24V
112045821 | E40S6-1000-3-N-5-C | 3811.5 |  |  | DC5V
112045830 | E40S6-1024-3-N-24-C | 3811.5 |  |  | DC12-24V
112045831 | E40S6-1024-3-N-5-C | 3811.5 |  |  | DC5V
112045840 | E40S6-1200-3-N-24-C | 3811.5 |  |  | DC12-24V
112045841 | E40S6-1200-3-N-5-C | 3811.5 |  |  | DC5V
112045850 | E40S6-1500-3-N-24-C | 3811.5 |  |  | DC12-24V
112045851 | E40S6-1500-3-N-5-C | 3811.5 |  |  | DC5V
112045860 | E40S6-1800-3-N-24-C | 3811.5 |  |  | DC12-24V
112045861 | E40S6-1800-3-N-5-C | 3811.5 |  |  | DC5V
112045870 | E40S6-2000-3-N-24-C | 0 |  |  | DC12-24V
112045871 | E40S6-2000-3-N-5-C | 0 |  |  | DC5V
112045880 | E40S6-2048-3-N-24-C | 0 |  |  | DC12-24V
112045881 | E40S6-2048-3-N-5-C | 0 |  |  | DC5V
112045882 | E40S6-2048-3-N-24 | 0 |  |  | DC12-24V(5M)
112045890 | E40S6-2500-3-N-24-C | 0 |  |  | DC12-24V
112045891 | E40S6-2500-3-N-5-C | 0 |  |  | DC5V
112045900 | E40S6-3000-3-N-24-C | 0 |  |  | DC12-24V
112045901 | E40S6-3000-3-N-5-C | 0 |  |  | DC5V
112045910 | E40S6-3600-3-N-24-C | 0 |  |  | DC12-24V
112045911 | E40S6-3600-3-N-5-C | 0 |  |  | DC5V
112045912 | E40S6-3600-3-N-24 | 4019.4 |  |  | DC12-24V(5M)
112045920 | E40S6-5000-3-N-24-C | 0 |  |  | DC12-24V
112045921 | E40S6-5000-3-N-5-C | 0 |  |  | DC5V
112046010 | E40S6-1-2-V-24-C | 0 |  |  | DC12-24V
112046011 | E40S6-1-2-V-5-C | 0 |  |  | DC5V
112046012 | E40S6-1-2-V-24 | 3465 |  |  | DC12-24V
112046020 | E40S6-2-2-V-24-C | 0 |  |  | DC12-24V
112046021 | E40S6-2-2-V-5-C | 0 |  |  | DC5V
112046030 | E40S6-5-2-V-24-C | 0 |  |  | DC12-24V
112046031 | E40S6-5-2-V-5-C | 0 |  |  | DC5V
112046040 | E40S6-10-3-V-24-C | 0 |  |  | DC12-24V
112046041 | E40S6-10-3-V-5-C | 0 |  |  | DC5V
112046042 | E40S6-10-3-V-24 | 2910.6 |  |  | DC12-24V
112046043 | E40S6-10-3-V-5 | 2910.6 |  |  | DC5V
112046050 | E40S6-12-2-V-24-C | 0 |  |  | DC12-24V
112046051 | E40S6-12-2-V-5-C | 0 |  |  | DC5V
112046060 | E40S6-15-3-V-24-C | 0 |  |  | DC12-24V
112046061 | E40S6-15-3-V-5-C | 0 |  |  | DC5V
112046070 | E40S6-20-3-V-24-C | 0 |  |  | DC12-24V
112046071 | E40S6-20-3-V-5-C | 0 |  |  | DC5V
112046080 | E40S6-23-3-V-24-C | 0 |  |  | DC12-24V
112046081 | E40S6-23-3-V-5-C | 0 |  |  | DC5V
112046090 | E40S6-25-3-V-24-C | 0 |  |  | DC12-24V
112046091 | E40S6-25-3-V-5-C | 0 |  |  | DC5V
112046100 | E40S6-30-3-V-24-C | 0 |  |  | DC12-24V
112046101 | E40S6-30-3-V-5-C | 0 |  |  | DC5V
112046110 | E40S6-35-3-V-24-C | 0 |  |  | DC12-24V
112046111 | E40S6-35-3-V-5-C | 0 |  |  | DC5V
112046120 | E40S6-40-3-V-24-C | 0 |  |  | DC12-24V
112046121 | E40S6-40-3-V-5-C | 0 |  |  | DC5V
112046130 | E40S6-45-3-V-24-C | 0 |  |  | DC12-24V
112046131 | E40S6-45-3-V-5-C | 0 |  |  | DC5V
112046140 | E40S6-50-3-V-24-C | 0 |  |  | DC12-24V
112046141 | E40S6-50-3-V-5-C | 0 |  |  | DC5V
112046150 | E40S6-60-3-V-24-C | 0 |  |  | DC12-24V
112046151 | E40S6-60-3-V-5-C | 0 |  |  | DC5V
112046160 | E40S6-75-3-V-24-C | 0 |  |  | DC12-24V
112046161 | E40S6-75-3-V-5-C | 0 |  |  | DC5V
112046170 | E40S6-100-3-V-24-C | 3257.1 |  |  | DC12-24V
112046171 | E40S6-100-3-V-5-C | 3257.1 |  |  | DC5V
112046180 | E40S6-120-3-V-24-C | 0 |  |  | DC12-24V
112046181 | E40S6-120-3-V-5-C | 0 |  |  | DC5V
112046190 | E40S6-150-3-V-24-C | 0 |  |  | DC12-24V
112046191 | E40S6-150-3-V-5-C | 0 |  |  | DC5V
112046200 | E40S6-192-3-V-24-C | 0 |  |  | DC12-24V
112046201 | E40S6-192-3-V-5-C | 0 |  |  | DC5V
112046210 | E40S6-200-3-V-24-C | 3257.1 |  |  | DC12-24V
112046211 | E40S6-200-3-V-5-C | 0 |  |  | DC5V
112046220 | E40S6-240-3-V-24-C | 0 |  |  | DC12-24V
112046221 | E40S6-240-3-V-5-C | 0 |  |  | DC5V
112046230 | E40S6-250-3-V-24-C | 0 |  |  | DC12-24V
112046231 | E40S6-250-3-V-5-C | 0 |  |  | DC5V
112046240 | E40S6-256-3-V-24-C | 0 |  |  | DC12-24V
112046241 | E40S6-256-3-V-5-C | 0 |  |  | DC5V
112046250 | E40S6-300-3-V-24-C | 3257.1 |  |  | DC12-24V
112046251 | E40S6-300-3-V-5-C | 0 |  |  | DC5V
112046260 | E40S6-360-3-V-24-C | 0 |  |  | DC12-24V
112046261 | E40S6-360-3-V-5-C | 0 |  |  | DC5V
112046270 | E40S6-400-3-V-24-C | 0 |  |  | DC12-24V
112046271 | E40S6-400-3-V-5-C | 0 |  |  | DC5V
112046280 | E40S6-500-3-V-24-C | 0 |  |  | DC12-24V
112046281 | E40S6-500-3-V-5-C | 0 |  |  | DC5V
112046290 | E40S6-512-3-V-24-C | 0 |  |  | DC12-24V
112046291 | E40S6-512-3-V-5-C | 0 |  |  | DC5V
112046300 | E40S6-600-3-V-24-C | 0 |  |  | DC12-24V
112046301 | E40S6-600-3-V-5-C | 0 |  |  | DC5V
112046310 | E40S6-800-3-V-24-C | 0 |  |  | DC12-24V
112046311 | E40S6-800-3-V-5-C | 0 |  |  | DC5V
112046320 | E40S6-1000-3-V-24-C | 0 |  |  | DC12-24V
112046321 | E40S6-1000-3-V-5-C | 3811.5 |  |  | DC5V
112046330 | E40S6-1024-3-V-24-C | 0 |  |  | DC12-24V
112046331 | E40S6-1024-3-V-5-C | 0 |  |  | DC5V
112046340 | E40S6-1200-3-V-24-C | 0 |  |  | DC12-24V
112046341 | E40S6-1200-3-V-5-C | 0 |  |  | DC5V
112046350 | E40S6-1500-3-V-24-C | 0 |  |  | DC12-24V
112046351 | E40S6-1500-3-V-5-C | 0 |  |  | DC5V
112046360 | E40S6-1800-3-V-24-C | 0 |  |  | DC12-24V
112046361 | E40S6-1800-3-V-5-C | 0 |  |  | DC5V
112046370 | E40S6-2000-3-V-24-C | 0 |  |  | DC12-24V
112046371 | E40S6-2000-3-V-5-C | 0 |  |  | DC5V
112046380 | E40S6-2048-3-V-24-C | 0 |  |  | DC12-24V
112046381 | E40S6-2048-3-V-5-C | 0 |  |  | DC5V
112046390 | E40S6-2500-3-V-24-C | 4158 |  |  | DC12-24V
112046391 | E40S6-2500-3-V-5-C | 0 |  |  | DC5V
112046400 | E40S6-3000-3-V-24-C | 0 |  |  | DC12-24V
112046401 | E40S6-3000-3-V-5-C | 0 |  |  | DC5V
112046410 | E40S6-3600-3-V-24-C | 0 |  |  | DC12-24V
112046411 | E40S6-3600-3-V-5-C | 0 |  |  | DC5V
112046420 | E40S6-5000-3-V-24-C | 0 |  |  | DC12-24V
112046421 | E40S6-5000-3-V-5-C | 0 |  |  | DC5V
112046510 | E40S6-1-4-L-5-C | 3811.5 |  |  | DC5V
112046520 | E40S6-2-4-L-5-C | 3811.5 |  |  | DC5V
112046530 | E40S6-5-4-L-5-C | 3811.5 |  |  | DC5V
112046540 | E40S6-10-6-L-5-C | 3811.5 |  |  | DC5V
112046550 | E40S6-12-4-L-5-C | 3811.5 |  |  | DC5V
112046560 | E40S6-15-6-L-5-C | 3811.5 |  |  | DC5V
112046570 | E40S6-20-6-L-5-C | 3811.5 |  |  | DC5V
112046580 | E40S6-23-6-L-5-C | 3811.5 |  |  | DC5V
112046590 | E40S6-25-6-L-5-C | 3811.5 |  |  | DC5V
112046591 | E40S6-25-6-L-5 | 3465 |  |  | DC5V
112046600 | E40S6-30-6-L-5-C | 3811.5 |  |  | DC5V
112046601 | E40S6-30-6-L-5 | 3465 |  |  | DC5V
112046610 | E40S6-35-6-L-5-C | 3811.5 |  |  | DC5V
112046620 | E40S6-40-6-L-5-C | 3811.5 |  |  | DC5V
112046630 | E40S6-45-6-L-5-C | 3811.5 |  |  | DC5V
112046640 | E40S6-50-6-L-5-C | 3811.5 |  |  | DC5V
112046641 | E40S6-50-6-L-5 | 3465 |  |  | DC5V
112046650 | E40S6-60-6-L-5-C | 3811.5 |  |  | DC5V
112046660 | E40S6-75-6-L-5-C | 3811.5 |  |  | DC5V
112046670 | E40S6-100-6-L-5-C | 3811.5 |  |  | DC5V
112046680 | E40S6-120-6-L-5-C | 3811.5 |  |  | DC5V
112046690 | E40S6-150-6-L-5-C | 3811.5 |  |  | DC5V
112046700 | E40S6-192-6-L-5-C | 3811.5 |  |  | DC5V
112046710 | E40S6-200-6-L-5-C | 3811.5 |  |  | DC5V
112046720 | E40S6-240-6-L-5-C | 3811.5 |  |  | DC5V
112046730 | E40S6-250-6-L-5-C | 3811.5 |  |  | DC5V
112046740 | E40S6-256-6-L-5-C | 3811.5 |  |  | DC5V
112046750 | E40S6-300-6-L-5-C | 3811.5 |  |  | DC5V
112046760 | E40S6-360-6-L-5-C | 4158 |  |  | DC5V
112046770 | E40S6-400-6-L-5-C | 4158 |  |  | DC5V
112046780 | E40S6-500-6-L-5-C | 4158 |  |  | DC5V
112046790 | E40S6-512-6-L-5-C | 4158 |  |  | DC5V
112046800 | E40S6-600-6-L-5-C | 4158 |  |  | DC5V
112046810 | E40S6-800-6-L-5-C | 4158 |  |  | DC5V
112046820 | E40S6-1000-6-L-5-C | 4158 |  |  | DC5V
112046830 | E40S6-1024-6-L-5-C | 4158 |  |  | DC5V
112046840 | E40S6-1200-6-L-5-C | 4158 |  |  | DC5V
112046850 | E40S6-1500-6-L-5-C | 4158 |  |  | DC5V
112046860 | E40S6-1800-6-L-5-C | 4158 |  |  | DC5V
112046870 | E40S6-2000-6-L-5-C | 4504.5 |  |  | DC5V
112046880 | E40S6-2048-6-L-5-C | 4504.5 |  |  | DC5V
112046890 | E40S6-2500-6-L-5-C | 4504.5 |  |  | DC5V
112046900 | E40S6-3000-6-L-5-C | 4504.5 |  |  | DC5V
112046910 | E40S6-3600-6-L-5-C | 4504.5 |  |  | DC5V
112046920 | E40S6-5000-6-L-5-C | 5952.87 |  |  | DC5V
112047010 | E40S8-1-2-T-24-C | 0 |  |  | DC12-24V
112047011 | E40S8-1-2-T-5-C | 0 |  |  | DC5V
112047020 | E40S8-2-2-T-24-C | 0 |  |  | DC12-24V
112047021 | E40S8-2-2-T-5-C | 0 |  |  | DC5V
112047030 | E40S8-5-2-T-24-C | 0 |  |  | DC12-24V
112047031 | E40S8-5-2-T-5-C | 0 |  |  | DC5V
112047040 | E40S8-10-3-T-24-C | 0 |  |  | DC12-24V
112047041 | E40S8-10-3-T-5-C | 0 |  |  | DC5V
112047050 | E40S8-12-2-T-24-C | 0 |  |  | DC12-24V
112047051 | E40S8-12-2-T-5-C | 0 |  |  | DC5V
112047060 | E40S8-15-3-T-24-C | 0 |  |  | DC12-24V
112047061 | E40S8-15-3-T-5-C | 0 |  |  | DC5V
112047070 | E40S8-20-3-T-24-C | 3603.6 |  |  | DC12-24V
112047071 | E40S8-20-3-T-5-C | 0 |  |  | DC5V
112047080 | E40S8-23-3-T-24-C | 0 |  |  | DC12-24V
112047081 | E40S8-23-3-T-5-C | 0 |  |  | DC5V
112047090 | E40S8-25-3-T-24-C | 0 |  |  | DC12-24V
112047091 | E40S8-25-3-T-5-C | 0 |  |  | DC5V
112047100 | E40S8-30-3-T-24-C | 0 |  |  | DC12-24V
112047101 | E40S8-30-3-T-5-C | 0 |  |  | DC5V
112047110 | E40S8-35-3-T-24-C | 0 |  |  | DC12-24V
112047111 | E40S8-35-3-T-5-C | 0 |  |  | DC5V
112047120 | E40S8-40-3-T-24-C | 0 |  |  | DC12-24V
112047121 | E40S8-40-3-T-5-C | 0 |  |  | DC5V
112047130 | E40S8-45-3-T-24-C | 0 |  |  | DC12-24V
112047131 | E40S8-45-3-T-5-C | 0 |  |  | DC5V
112047140 | E40S8-50-3-T-24-C | 0 |  |  | DC12-24V
112047141 | E40S8-50-3-T-5-C | 0 |  |  | DC5V
112047150 | E40S8-60-3-T-24-C | 0 |  |  | DC12-24V
112047151 | E40S8-60-3-T-5-C | 0 |  |  | DC5V
112047160 | E40S8-75-3-T-24-C | 3603.6 |  |  | DC12-24V
112047161 | E40S8-75-3-T-5-C | 0 |  |  | DC5V
112047170 | E40S8-100-3-T-24-C | 0 |  |  | DC12-24V
112047171 | E40S8-100-3-T-5-C | 0 |  |  | DC5V
112047180 | E40S8-120-3-T-24-C | 0 |  |  | DC12-24V
112047181 | E40S8-120-3-T-5-C | 0 |  |  | DC5V
112047190 | E40S8-150-3-T-24-C | 0 |  |  | DC12-24V
112047191 | E40S8-150-3-T-5-C | 0 |  |  | DC5V
112047200 | E40S8-192-3-T-24-C | 0 |  |  | DC12-24V
112047201 | E40S8-192-3-T-5-C | 0 |  |  | DC5V
112047210 | E40S8-200-3-T-24-C | 0 |  |  | DC12-24V
112047211 | E40S8-200-3-T-5-C | 0 |  |  | DC5V
112047220 | E40S8-240-3-T-24-C | 0 |  |  | DC12-24V
112047221 | E40S8-240-3-T-5-C | 0 |  |  | DC5V
112047230 | E40S8-250-3-T-24-C | 0 |  |  | DC12-24V
112047231 | E40S8-250-3-T-5-C | 0 |  |  | DC5V
112047240 | E40S8-256-3-T-24-C | 0 |  |  | DC12-24V
112047241 | E40S8-256-3-T-5-C | 0 |  |  | DC5V
112047250 | E40S8-300-3-T-24-C | 0 |  |  | DC12-24V
112047251 | E40S8-300-3-T-5-C | 0 |  |  | DC5V
112047260 | E40S8-360-3-T-24-C | 0 |  |  | DC12-24V
112047261 | E40S8-360-3-T-5-C | 0 |  |  | DC5V
112047270 | E40S8-400-3-T-24-C | 0 |  |  | DC12-24V
112047271 | E40S8-400-3-T-5-C | 0 |  |  | DC5V
112047280 | E40S8-500-3-T-24-C | 4158 |  |  | DC12-24V
112047281 | E40S8-500-3-T-5-C | 0 |  |  | DC5V
112047290 | E40S8-512-3-T-24-C | 0 |  |  | DC12-24V
112047291 | E40S8-512-3-T-5-C | 0 |  |  | DC5V
112047300 | E40S8-600-3-T-24-C | 0 |  |  | DC12-24V
112047301 | E40S8-600-3-T-5-C | 0 |  |  | DC5V
112047310 | E40S8-800-3-T-24-C | 0 |  |  | DC12-24V
112047311 | E40S8-800-3-T-5-C | 0 |  |  | DC5V
112047320 | E40S8-1000-3-T-24-C | 0 |  |  | DC12-24V
112047321 | E40S8-1000-3-T-5-C | 0 |  |  | DC5V
112047330 | E40S8-1024-3-T-24-C | 0 |  |  | DC12-24V
112047331 | E40S8-1024-3-T-5-C | 0 |  |  | DC5V
112047340 | E40S8-1200-3-T-24-C | 0 |  |  | DC12-24V
112047341 | E40S8-1200-3-T-5-C | 0 |  |  | DC5V
112047350 | E40S8-1500-3-T-24-C | 0 |  |  | DC12-24V
112047351 | E40S8-1500-3-T-5-C | 0 |  |  | DC5V
112047360 | E40S8-1800-3-T-24-C | 0 |  |  | DC12-24V
112047361 | E40S8-1800-3-T-5-C | 0 |  |  | DC5V
112047370 | E40S8-2000-3-T-24-C | 0 |  |  | DC12-24V
112047371 | E40S8-2000-3-T-5-C | 0 |  |  | DC5V
112047380 | E40S8-2048-3-T-24-C | 4435.2 |  |  | DC12-24V
112047381 | E40S8-2048-3-T-5-C | 0 |  |  | DC5V
112047390 | E40S8-2500-3-T-24-C | 0 |  |  | DC12-24V
112047391 | E40S8-2500-3-T-5-C | 0 |  |  | DC5V
112047400 | E40S8-3000-3-T-24-C | 0 |  |  | DC12-24V
112047401 | E40S8-3000-3-T-5-C | 0 |  |  | DC5V
112047410 | E40S8-3600-3-T-24-C | 0 |  |  | DC12-24V
112047411 | E40S8-3600-3-T-5-C | 0 |  |  | DC5V
112047420 | E40S8-5000-3-T-24-C | 5384.61 |  |  | DC12-24V
112047421 | E40S8-5000-3-T-5-C | 5384.61 |  |  | DC5V
112047510 | E40S8-1-2-N-24-C | 0 |  |  | DC12-24V
112047511 | E40S8-1-2-N-5-C | 0 |  |  | DC5V
112047512 | E40S8-1-2-N-24 | 3257.1 |  |  | DC12-24V
112047520 | E40S8-2-2-N-24-C | 0 |  |  | DC12-24V
112047521 | E40S8-2-2-N-5-C | 0 |  |  | DC5V
112047530 | E40S8-5-2-N-24-C | 0 |  |  | DC12-24V
112047531 | E40S8-5-2-N-5-C | 0 |  |  | DC5V
112047540 | E40S8-10-3-N-24-C | 0 |  |  | DC12-24V
112047541 | E40S8-10-3-N-5-C | 0 |  |  | DC5V
112047550 | E40S8-12-2-N-24-C | 0 |  |  | DC12-24V
112047551 | E40S8-12-2-N-5-C | 0 |  |  | DC5V
112047560 | E40S8-15-3-N-24-C | 0 |  |  | DC12-24V
112047561 | E40S8-15-3-N-5-C | 0 |  |  | DC5V
112047570 | E40S8-20-3-N-24-C | 0 |  |  | DC12-24V
112047571 | E40S8-20-3-N-5-C | 0 |  |  | DC5V
112047580 | E40S8-23-3-N-24-C | 0 |  |  | DC12-24V
112047581 | E40S8-23-3-N-5-C | 0 |  |  | DC5V
112047590 | E40S8-25-3-N-24-C | 0 |  |  | DC12-24V
112047591 | E40S8-25-3-N-5-C | 0 |  |  | DC5V
112047600 | E40S8-30-3-N-24-C | 0 |  |  | DC12-24V
112047601 | E40S8-30-3-N-5-C | 0 |  |  | DC5V
112047610 | E40S8-35-3-N-24-C | 0 |  |  | DC12-24V
112047611 | E40S8-35-3-N-5-C | 0 |  |  | DC5V
112047620 | E40S8-40-3-N-24-C | 0 |  |  | DC12-24V
112047621 | E40S8-40-3-N-5-C | 0 |  |  | DC5V
112047630 | E40S8-45-3-N-24-C | 0 |  |  | DC12-24V
112047631 | E40S8-45-3-N-5-C | 0 |  |  | DC5V
112047640 | E40S8-50-3-N-24-C | 0 |  |  | DC12-24V
112047641 | E40S8-50-3-N-5-C | 0 |  |  | DC5V
112047650 | E40S8-60-3-N-24-C | 0 |  |  | DC12-24V
112047651 | E40S8-60-3-N-5-C | 0 |  |  | DC5V
112047660 | E40S8-75-3-N-24-C | 0 |  |  | DC12-24V
112047661 | E40S8-75-3-N-5-C | 0 |  |  | DC5V
112047670 | E40S8-100-3-N-24-C | 0 |  |  | DC12-24V
112047671 | E40S8-100-3-N-5-C | 0 |  |  | DC5V
112047680 | E40S8-120-3-N-24-C | 3603.6 |  |  | DC12-24V
112047681 | E40S8-120-3-N-5-C | 0 |  |  | DC5V
112047690 | E40S8-150-3-N-24-C | 0 |  |  | DC12-24V
112047691 | E40S8-150-3-N-5-C | 0 |  |  | DC5V
112047700 | E40S8-192-3-N-24-C | 0 |  |  | DC12-24V
112047701 | E40S8-192-3-N-5-C | 0 |  |  | DC5V
112047710 | E40S8-200-3-N-24-C | 0 |  |  | DC12-24V
112047711 | E40S8-200-3-N-5-C | 0 |  |  | DC5V
112047720 | E40S8-240-3-N-24-C | 0 |  |  | DC12-24V
112047721 | E40S8-240-3-N-5-C | 0 |  |  | DC5V
112047730 | E40S8-250-3-N-24-C | 0 |  |  | DC12-24V
112047731 | E40S8-250-3-N-5-C | 0 |  |  | DC5V
112047740 | E40S8-256-3-N-24-C | 0 |  |  | DC12-24V
112047741 | E40S8-256-3-N-5-C | 0 |  |  | DC5V
112047742 | E40S8-256-3-N-24 | 3257.1 |  |  | DC12-24V
112047750 | E40S8-300-3-N-24-C | 0 |  |  | DC12-24V
112047751 | E40S8-300-3-N-5-C | 0 |  |  | DC5V
112047760 | E40S8-360-3-N-24-C | 4158 |  |  | DC12-24V
112047761 | E40S8-360-3-N-5-C | 4158 |  |  | DC5V
112047770 | E40S8-400-3-N-24-C | 0 |  |  | DC12-24V
112047771 | E40S8-400-3-N-5-C | 0 |  |  | DC5V
112047780 | E40S8-500-3-N-24-C | 0 |  |  | DC12-24V
112047781 | E40S8-500-3-N-5-C | 0 |  |  | DC5V
112047790 | E40S8-512-3-N-24-C | 0 |  |  | DC12-24V
112047791 | E40S8-512-3-N-5-C | 0 |  |  | DC5V
112047800 | E40S8-600-3-N-24-C | 0 |  |  | DC12-24V
112047801 | E40S8-600-3-N-5-C | 0 |  |  | DC5V
112047802 | E40S8-600-3-N-24 | 3811.5 |  |  | DC12-24V
112047810 | E40S8-800-3-N-24-C | 0 |  |  | DC12-24V
112047811 | E40S8-800-3-N-5-C | 0 |  |  | DC5V
112047820 | E40S8-1000-3-N-24-C | 4019.4 |  |  | DC12-24V
112047821 | E40S8-1000-3-N-5-C | 4019.4 |  |  | DC5V
112047830 | E40S8-1024-3-N-24-C | 4019.4 |  |  | DC12-24V
112047831 | E40S8-1024-3-N-5-C | 4019.4 |  |  | DC5V
112047832 | E40S8-1024-3-N-24 | 3811.5 |  |  | DC12-24V
112047833 | E40S8-1024-3-N-5 | 3811.5 |  |  | DC5V
112047840 | E40S8-1200-3-N-24-C | 0 |  |  | DC12-24V
112047841 | E40S8-1200-3-N-5-C | 0 |  |  | DC5V
112047850 | E40S8-1500-3-N-24-C | 0 |  |  | DC12-24V
112047851 | E40S8-1500-3-N-5-C | 0 |  |  | DC5V
112047860 | E40S8-1800-3-N-24-C | 0 |  |  | DC12-24V
112047861 | E40S8-1800-3-N-5-C | 0 |  |  | DC5V
112047870 | E40S8-2000-3-N-24-C | 0 |  |  | DC12-24V
112047871 | E40S8-2000-3-N-5-C | 0 |  |  | DC5V
112047872 | E40S8-2000-3-N-24 | 4088.7 |  |  | DC12-24V
112047880 | E40S8-2048-3-N-24-C | 0 |  |  | DC12-24V
112047881 | E40S8-2048-3-N-5-C | 0 |  |  | DC5V
112047890 | E40S8-2500-3-N-24-C | 0 |  |  | DC12-24V
112047891 | E40S8-2500-3-N-5-C | 0 |  |  | DC5V
112047892 | E40S8-2500-3-N-24 | 4088.7 |  |  | DC12-24V
112047900 | E40S8-3000-3-N-24-C | 4435.2 |  |  | DC12-24V
112047901 | E40S8-3000-3-N-5-C | 4435.2 |  |  | DC5V
112047902 | E40S8-3000-3-N-24 | 4088.7 |  |  | DC12-24V
112047910 | E40S8-3600-3-N-24-C | 0 |  |  | DC12-24V
112047911 | E40S8-3600-3-N-5-C | 0 |  |  | DC5V
112047912 | E40S8-3600-3-N-24 | 4296.6 |  |  | DC12-24V(5M)
112047920 | E40S8-5000-3-N-24-C | 0 |  |  | DC12-24V
112047921 | E40S8-5000-3-N-5-C | 0 |  |  | DC5V
112048010 | E40S8-1-2-V-24-C | 0 |  |  | DC12-24V
112048011 | E40S8-1-2-V-5-C | 0 |  |  | DC5V
112048012 | E40S8-1-2-V-24 | 3811.5 |  |  | DC12-24V
112048020 | E40S8-2-2-V-24-C | 0 |  |  | DC12-24V
112048021 | E40S8-2-2-V-5-C | 0 |  |  | DC5V
112048022 | E40S8-2-2-V-24 | 3811.5 |  |  | DC12-24V
112048030 | E40S8-5-2-V-24-C | 0 |  |  | DC12-24V
112048031 | E40S8-5-2-V-5-C | 0 |  |  | DC5V
112048032 | E40S8-5-2-V-24 | 3811.5 |  |  | DC12-24V
112048040 | E40S8-10-3-V-24-C | 0 |  |  | DC12-24V
112048041 | E40S8-10-3-V-5-C | 0 |  |  | DC5V
112048050 | E40S8-12-2-V-24-C | 0 |  |  | DC12-24V
112048051 | E40S8-12-2-V-5-C | 0 |  |  | DC5V
112048060 | E40S8-15-3-V-24-C | 0 |  |  | DC12-24V
112048061 | E40S8-15-3-V-5-C | 0 |  |  | DC5V
112048070 | E40S8-20-3-V-24-C | 0 |  |  | DC12-24V
112048071 | E40S8-20-3-V-5-C | 0 |  |  | DC5V
112048080 | E40S8-23-3-V-24-C | 0 |  |  | DC12-24V
112048081 | E40S8-23-3-V-5-C | 0 |  |  | DC5V
112048090 | E40S8-25-3-V-24-C | 0 |  |  | DC12-24V
112048091 | E40S8-25-3-V-5-C | 0 |  |  | DC5V
112048100 | E40S8-30-3-V-24-C | 0 |  |  | DC12-24V
112048101 | E40S8-30-3-V-5-C | 0 |  |  | DC5V
112048110 | E40S8-35-3-V-24-C | 0 |  |  | DC12-24V
112048111 | E40S8-35-3-V-5-C | 0 |  |  | DC5V
112048120 | E40S8-40-3-V-24-C | 0 |  |  | DC12-24V
112048121 | E40S8-40-3-V-5-C | 0 |  |  | DC5V
112048130 | E40S8-45-3-V-24-C | 0 |  |  | DC12-24V
112048131 | E40S8-45-3-V-5-C | 0 |  |  | DC5V
112048140 | E40S8-50-3-V-24-C | 0 |  |  | DC12-24V
112048141 | E40S8-50-3-V-5-C | 0 |  |  | DC5V
112048150 | E40S8-60-3-V-24-C | 0 |  |  | DC12-24V
112048151 | E40S8-60-3-V-5-C | 0 |  |  | DC5V
112048160 | E40S8-75-3-V-24-C | 0 |  |  | DC12-24V
112048161 | E40S8-75-3-V-5-C | 0 |  |  | DC5V
112048162 | E40S8-75-3-V-24 | 3257.1 |  |  | DC12-24V
112048170 | E40S8-100-3-V-24-C | 0 |  |  | DC12-24V
112048171 | E40S8-100-3-V-5-C | 0 |  |  | DC5V
112048180 | E40S8-120-3-V-24-C | 0 |  |  | DC12-24V
112048181 | E40S8-120-3-V-5-C | 0 |  |  | DC5V
112048190 | E40S8-150-3-V-24-C | 0 |  |  | DC12-24V
112048191 | E40S8-150-3-V-5-C | 0 |  |  | DC5V
112048200 | E40S8-192-3-V-24-C | 0 |  |  | DC12-24V
112048201 | E40S8-192-3-V-5-C | 0 |  |  | DC5V
112048210 | E40S8-200-3-V-24-C | 0 |  |  | DC12-24V
112048211 | E40S8-200-3-V-5-C | 0 |  |  | DC5V
112048220 | E40S8-240-3-V-24-C | 0 |  |  | DC12-24V
112048221 | E40S8-240-3-V-5-C | 0 |  |  | DC5V
112048230 | E40S8-250-3-V-24-C | 0 |  |  | DC12-24V
112048231 | E40S8-250-3-V-5-C | 0 |  |  | DC5V
112048240 | E40S8-256-3-V-24-C | 0 |  |  | DC12-24V
112048241 | E40S8-256-3-V-5-C | 0 |  |  | DC5V
112048250 | E40S8-300-3-V-24-C | 0 |  |  | DC12-24V
112048251 | E40S8-300-3-V-5-C | 0 |  |  | DC5V
112048252 | E40S8-300-3-V-24 | 3257.1 |  |  | DC12-24V
112048260 | E40S8-360-3-V-24-C | 0 |  |  | DC12-24V
112048261 | E40S8-360-3-V-5-C | 0 |  |  | DC5V
112048270 | E40S8-400-3-V-24-C | 0 |  |  | DC12-24V
112048271 | E40S8-400-3-V-5-C | 0 |  |  | DC5V
112048280 | E40S8-500-3-V-24-C | 0 |  |  | DC12-24V
112048281 | E40S8-500-3-V-5-C | 0 |  |  | DC5V
112048290 | E40S8-512-3-V-24-C | 0 |  |  | DC12-24V
112048291 | E40S8-512-3-V-5-C | 0 |  |  | DC5V
112048300 | E40S8-600-3-V-24-C | 0 |  |  | DC12-24V
112048301 | E40S8-600-3-V-5-C | 0 |  |  | DC5V
112048310 | E40S8-800-3-V-24-C | 0 |  |  | DC12-24V
112048311 | E40S8-800-3-V-5-C | 0 |  |  | DC5V
112048320 | E40S8-1000-3-V-24-C | 0 |  |  | DC12-24V
112048321 | E40S8-1000-3-V-5-C | 0 |  |  | DC5V
112048330 | E40S8-1024-3-V-24-C | 4158 |  |  | DC12-24V
112048331 | E40S8-1024-3-V-5-C | 4158 |  |  | DC5V
112048340 | E40S8-1200-3-V-24-C | 0 |  |  | DC12-24V
112048341 | E40S8-1200-3-V-5-C | 0 |  |  | DC5V
112048350 | E40S8-1500-3-V-24-C | 0 |  |  | DC12-24V
112048351 | E40S8-1500-3-V-5-C | 0 |  |  | DC5V
112048352 | E40S8-1500-3-V-24 | 3811.5 |  |  | DC12-24V
112048360 | E40S8-1800-3-V-24-C | 0 |  |  | DC12-24V
112048361 | E40S8-1800-3-V-5-C | 0 |  |  | DC5V
112048370 | E40S8-2000-3-V-24-C | 0 |  |  | DC12-24V
112048371 | E40S8-2000-3-V-5-C | 0 |  |  | DC5V
112048380 | E40S8-2048-3-V-24-C | 0 |  |  | DC12-24V
112048381 | E40S8-2048-3-V-5-C | 0 |  |  | DC5V
112048390 | E40S8-2500-3-V-24-C | 0 |  |  | DC12-24V
112048391 | E40S8-2500-3-V-5-C | 0 |  |  | DC5V
112048400 | E40S8-3000-3-V-24-C | 0 |  |  | DC12-24V
112048401 | E40S8-3000-3-V-5-C | 0 |  |  | DC5V
112048410 | E40S8-3600-3-V-24-C | 0 |  |  | DC12-24V
112048411 | E40S8-3600-3-V-5-C | 0 |  |  | DC5V
112048420 | E40S8-5000-3-V-24-C | 0 |  |  | DC12-24V
112048421 | E40S8-5000-3-V-5-C | 0 |  |  | DC5V
112048510 | E40S8-1-4-L-5-C | 0 |  |  | DC5V
112048520 | E40S8-2-4-L-5-C | 0 |  |  | DC5V
112048530 | E40S8-5-4-L-5-C | 0 |  |  | DC5V
112048540 | E40S8-10-6-L-5-C | 0 |  |  | DC5V
112048550 | E40S8-12-4-L-5-C | 0 |  |  | DC5V
112048560 | E40S8-15-6-L-5-C | 0 |  |  | DC5V
112048570 | E40S8-20-6-L-5-C | 0 |  |  | DC5V
112048580 | E40S8-23-6-L-5-C | 0 |  |  | DC5V
112048590 | E40S8-25-6-L-5-C | 0 |  |  | DC5V
112048600 | E40S8-30-6-L-5-C | 0 |  |  | DC5V
112048610 | E40S8-35-6-L-L-C | 0 |  |  | DC5V
112048620 | E40S8-40-6-L-5-C | 0 |  |  | DC5V
112048630 | E40S8-45-6-L-5-C | 0 |  |  | DC5V
112048640 | E40S8-50-6-L-5-C | 0 |  |  | DC5V
112048650 | E40S8-60-6-L-5-C | 0 |  |  | DC5V
112048660 | E40S8-75-6-L-5-C | 0 |  |  | DC5V
112048670 | E40S8-100-6-L-5-C | 4158 |  |  | DC5V
112048680 | E40S8-120-6-L-5-C | 0 |  |  | DC5V
112048690 | E40S8-150-6-L-5-C | 0 |  |  | DC5V
112048700 | E40S8-192-6-L-5-C | 0 |  |  | DC5V
112048710 | E40S8-200-6-L-5-C | 0 |  |  | DC5V
112048720 | E40S8-240-6-L-5-C | 0 |  |  | DC5V
112048730 | E40S8-250-6-L-5-C | 0 |  |  | DC5V
112048740 | E40S8-256-6-L-5-C | 0 |  |  | DC5V
112048750 | E40S8-300-6-L-5-C | 0 |  |  | DC5V
112048760 | E40S8-360-6-L-5-C | 0 |  |  | DC5V
112048770 | E40S8-400-6-L-5-C | 0 |  |  | DC5V
112048780 | E40S8-500-6-L-5-C | 0 |  |  | DC5V
112048790 | E40S8-512-6-L-5-C | 0 |  |  | DC5V
112048800 | E40S8-600-6-L-5-C | 0 |  |  | DC5V
112048810 | E40S8-800-6-L-5-C | 0 |  |  | DC5V
112048820 | E40S8-1000-6-L-5-C | 0 |  |  | DC5V
112048830 | E40S8-1024-6-L-5-C | 4504.5 |  |  | DC5V
112048840 | E40S8-1200-6-L-5-C | 0 |  |  | DC5V
112048850 | E40S8-1500-6-L-5-C | 0 |  |  | DC5V
112048860 | E40S8-1800-6-L-5-C | 0 |  |  | DC5V
112048870 | E40S8-2000-6-L-5-C | 5197.5 |  |  | DC5V
112048880 | E40S8-2048-6-L-5-C | 5197.5 |  |  | DC5V
112048890 | E40S8-2500-6-L-5-C | 5197.5 |  |  | DC5V
112048900 | E40S8-3000-6-L-5-C | 5197.5 |  |  | DC5V
112048910 | E40S8-3600-6-L-5-C | 5197.5 |  |  | DC5V
112048920 | E40S8-5000-6-L-5-C | 5336.1 |  |  | DC5V
112050010 | E68S15-1024-6-L-5 | 6930 | 1024 | φ15mm | DC5V | Line driver
112050012 | E68S15-1024-6-L-5 | 0 |  |  | DEMOKITїл
112050020 | E68S15-500-6-L-5 | 6930 |  |  | DC5V
112050030 | E68S15-600-6-L-5 | 6930 |  |  | DC5V
112050040 | E68S15-1024-6-L-5 | 0 |  |  | SPINDLE
112050050 | E68S15-1024-6-L-5 | 0 |  |  | DC5V(SHAFTїЙјЗ)
112050100 | E68S9.5-1250-2-L-5 | 0 |  |  | DC5V(HD-CAR)
112080110 | E30S4-100-3-N-24 | 2661.12 |  |  | DC12-24V
112080111 | E30S4-100-3-N-5 | 2661.12 |  |  | DC5V
112080210 | E30S4-200-3-N-24 | 2661.12 |  |  | DC12-24V
112080211 | E30S4-200-3-N-5 | 2661.12 |  |  | DC5V
112080260 | E30S4-360-3-N-24 | 2661.12 |  |  | DC12-24V
112080261 | E30S4-360-3-N-5 | 2661.12 |  |  | DC5V
112080360 | E30S4-500-3-N-24 | 2661.12 |  |  | DC12-24V
112080361 | E30S4-500-3-N-5 | 2661.12 |  |  | DC5V
112080362 | E30S4-500-3-N-24 | 2730.42 |  |  | DC12-24V(3M)
112080363 | E30S4-500-3-N-24 | 2869.02 |  |  | DC12-24V(5M)
112080460 | E30S4-1000-3-N-24 | 3201.66 |  |  | DC12-24V
112080461 | E30S4-1000-3-NMJ-24 | 0 |  |  | DC12-24V
112080462 | E30S4-1000-3-N-5 | 3201.66 |  |  | DC5V
112080463 | E30S4-1000-3-N-5 | 3270.96 |  |  | DC5V(3M)
112080464 | E30S4-1000-3-N-24 | 3270.96 |  |  | DC12-24V(3M)
112080465 | E30S4-1000-3-NMJ-5 | 0 |  |  | DC5V(Z»у їЙјЗ)
112080470 | E30S4-1024-3-N-24 | 3201.66 |  |  | DC12-24V
112080471 | E30S4-1024-3-N-5 | 3201.66 |  |  | DC5V
112080472 | E30S4-1024-3-N-24 | 3409.56 |  |  | DC12-24V(5M)
112080570 | E30S4-3000-3-N-24 | 4220.37 |  |  | DC12-24V
112080571 | E30S4-3000-3-N-5 | 4220.37 |  |  | DC5V
112082110 | E30S4-100-6-L-5 | 2661.12 |  |  | DC5V
112082210 | E30S4-200-6-L-5 | 2661.12 |  |  | DC5V
112082211 | E30S4-200-6-L-5 | 2730.42 |  |  | DC5V(3M)
112082260 | E30S4-360-6-L-5 | 2661.12 |  |  | DC5V
112082261 | E30S4-360-6-L-5 | 2730.42 |  |  | DC5V(3M)
112082360 | E30S4-500-6-L-5 | 2661.12 |  |  | DC5V
112082460 | E30S4-1000-6-L-5 | 3201.66 |  |  | DC5V
112082461 | E30S4-1000-6-L-5 | 3270.96 |  |  | DC5V(3M)
112082470 | E30S4-1024-6-L-5 | 3201.66 |  |  | DC5V
112082570 | E30S4-3000-6-L-5 | 4220.37 |  |  | DC5V
112083110 | E30S4-100-3-V-24 | 2661.12 |  |  | DC12-24V
112083111 | E30S4-100-3-V-5 | 2661.12 |  |  | DC5V
112083210 | E30S4-200-3-V-24 | 2661.12 |  |  | DC12-24V
112083211 | E30S4-200-3-V-5 | 2661.12 |  |  | DC5V
112083260 | E30S4-360-3-V-24 | 2661.12 |  |  | DC12-24V
112083261 | E30S4-360-3-V-5 | 2661.12 |  |  | DC5V
112083360 | E30S4-500-3-V-24 | 2661.12 |  |  | DC12-24V
112083361 | E30S4-500-3-V-5 | 2661.12 |  |  | DC5V
112083362 | E30S4-500-3-V-24 | 2869.02 |  |  | DC12-24V(5M)
112083460 | E30S4-1000-3-V-24 | 3201.66 |  |  | DC12-24V
112083461 | E30S4-1000-3-V-5 | 3201.66 |  |  | DC5V
112083470 | E30S4-1024-3-V-24 | 3201.66 |  |  | DC12-24V
112083471 | E30S4-1024-3-V-5 | 3201.66 |  |  | DC5V
112083570 | E30S4-3000-3-V-24 | 4220.37 |  |  | DC12-24V
112083571 | E30S4-3000-3-V-5 | 4220.37 |  |  | DC5V
112084110 | E30S4-100-3-T-24 | 2661.12 |  |  | DC12-24V
112084111 | E30S4-100-3-T-5 | 2661.12 |  |  | DC5V
112084112 | E30S4-100-3-T-24 | 2730.42 |  |  | DC12-24V(3M)
112084210 | E30S4-200-3-T-24 | 2661.12 |  |  | DC12-24V
112084211 | E30S4-200-3-T-5 | 2661.12 |  |  | DC5V
112084260 | E30S4-360-3-T-24 | 2661.12 |  |  | DC12-24V
112084261 | E30S4-360-3-T-5 | 2661.12 |  |  | DC5V
112084360 | E30S4-500-3-T-24 | 2661.12 |  |  | DC12-24V
112084361 | E30S4-500-3-T-5 | 2661.12 |  |  | DC5V
112084460 | E30S4-1000-3-T-24 | 3201.66 |  |  | DC12-24V
112084461 | E30S4-1000-3-T-5 | 3201.66 |  |  | DC5V
112084470 | E30S4-1024-3-T-24 | 3201.66 |  |  | DC12-24V
112084471 | E30S4-1024-3-T-5 | 3201.66 |  |  | DC5V
112084570 | E30S4-3000-3-T-24 | 4220.37 |  |  | DC12-24V
112084571 | E30S4-3000-3-T-5 | 4220.37 |  |  | DC5V
112085110 | E30S4-100-3-N-24-C | 3007.62 |  |  | DC12-24V
112085111 | E30S4-100-3-N-5-C | 3007.62 |  |  | DC5V
112085210 | E30S4-200-3-N-24-C | 3007.62 |  |  | DC12-24V
112085211 | E30S4-200-3-N-5-C | 3007.62 |  |  | DC5V
112085260 | E30S4-360-3-N-24-C | 3007.62 |  |  | DC12-24V
112085261 | E30S4-360-3-N-5-C | 3007.62 |  |  | DC5V
112085360 | E30S4-500-3-N-24-C | 3007.62 |  |  | DC12-24V
112085361 | E30S4-500-3-N-5-C | 3007.62 |  |  | DC5V
112085460 | E30S4-1000-3-N-24-C | 3548.16 |  |  | DC12-24V
112085461 | E30S4-1000-3-N-5-C | 3548.16 |  |  | DC5V
112085470 | E30S4-1024-3-N-24-C | 3548.16 |  |  | DC12-24V
112085471 | E30S4-1024-3-N-5-C | 3548.16 |  |  | DC5V
112085570 | E30S4-3000-3-N-24-C | 4566.87 |  |  | DC12-24V
112085571 | E30S4-3000-3-N-5-C | 4566.87 |  |  | DC5V
112086110 | E30S4-100-6-L-5-C | 3007.62 |  |  | DC5V
112086210 | E30S4-200-6-L-5-C | 3007.62 |  |  | DC5V
112086260 | E30S4-360-6-L-5-C | 3007.62 |  |  | DC5V
112086360 | E30S4-500-6-L-5-C | 3007.62 |  |  | DC5V
112086460 | E30S4-1000-6-L-5-C | 3548.16 |  |  | DC5V
112086470 | E30S4-1024-6-L-5-C | 3548.16 |  |  | DC5V
112086570 | E30S4-3000-6-L-5-C | 4566.87 |  |  | DC5V
112087110 | E30S4-100-3-V-24-C | 3007.62 |  |  | DC12-24V
112087111 | E30S4-100-3-V-5-C | 3007.62 |  |  | DC5V
112087210 | E30S4-200-3-V-24-C | 3007.62 |  |  | DC12-24V
112087211 | E30S4-200-3-V-5-C | 3007.62 |  |  | DC5V
112087260 | E30S4-360-3-V-24-C | 3007.62 |  |  | DC12-24V
112087261 | E30S4-360-3-V-5-C | 3007.62 |  |  | DC5V
112087360 | E30S4-500-3-V-24-C | 3007.62 |  |  | DC12-24V
112087361 | E30S4-500-3-V-5-C | 3007.62 |  |  | DC5V
112087460 | E30S4-1000-3-V-24-C | 3548.16 |  |  | DC12-24V
112087461 | E30S4-1000-3-V-5-C | 3548.16 |  |  | DC5V
112087470 | E30S4-1024-3-V-24-C | 3548.16 |  |  | DC12-24V
112087471 | E30S4-1024-3-V-5-C | 3548.16 |  |  | DC5V
112087570 | E30S4-3000-3-V-24-C | 4566.87 |  |  | DC12-24V
112087571 | E30S4-3000-3-V-5-C | 4566.87 |  |  | DC5V
112088110 | E30S4-100-3-T-24-C | 3007.62 |  |  | DC12-24V
112088111 | E30S4-100-3-T-5-C | 3007.62 |  |  | DC5V
112088210 | E30S4-200-3-T-24-C | 3007.62 |  |  | DC12-24V
112088211 | E30S4-200-3-T-5-C | 3007.62 |  |  | DC5V
112088260 | E30S4-360-3-T-24-C | 3007.62 |  |  | DC12-24V
112088261 | E30S4-360-3-T-5-C | 3007.62 |  |  | DC5V
112088360 | E30S4-500-3-T-24-C | 3007.62 |  |  | DC12-24V
112088361 | E30S4-500-3-T-5-C | 3007.62 |  |  | DC5V
112088460 | E30S4-1000-3-T-24-C | 3548.16 |  |  | DC12-24V
112088461 | E30S4-1000-3-T-5-C | 3548.16 |  |  | DC5V
112088470 | E30S4-1024-3-T-24-C | 3548.16 |  |  | DC12-24V
112088471 | E30S4-1024-3-T-5-C | 3548.16 |  |  | DC5V
112088570 | E30S4-3000-3-T-24-C | 4566.87 |  |  | DC12-24V
112088571 | E30S4-3000-3-T-5-C | 4566.87 |  |  | DC5V
112100020 | E60H20-8192-3-T-24 | 8184.33 | 8192 P/R | φ20mm | 12-24VDC | Totempole
112100030 | E60H20-8192-3-T-5 | 8184.33 | 8192 P/R | φ20mm | 5VDC | Totempole
112100040 | E60H20-5000-3-T-24 | 7851.69 | 5000 P/R | φ20mm | 12-24VDC | Totempole
112100050 | E60H20-5000-3-T-5 | 7851.69 | 5000 P/R | φ20mm | 5VDC | Totempole
112100060 | E60H20-100-3-T-24 | 6237 |  |  | DC24V
112100070 | E60H20-100-3-T-5 | 6237 |  |  | DC5V
112100080 | E60H20-1024-3-T-24 | 7505.19 |  |  | DC12-24V
112100090 | E60H20-1024-3-T-5 | 7505.19 |  |  | DC5V
112101010 | E60H20-8192-3-N-24 | 8184.33 | 8192 P/R | φ20mm | 12-24VDC | NPN open collector
112101020 | E60H20-8192-3-N-5 | 8184.33 | 8192 P/R | φ20mm | 5VDC | NPN open collector
112101030 | E60H20-5000-3-N-24 | 7851.69 | 5000 P/R | φ20mm | 12-24VDC | NPN open collector
112101040 | E60H20-5000-3-N-5 | 7851.69 | 5000 P/R | φ20mm | 5VDC | NPN open collector
112101060 | E60H20-100-3-N-24 | 6237 |  |  | DC24
112101070 | E60H20-100-3-N-5 | 6237 |  |  | DC5V
112101080 | E60H20-1024-3-N-24 | 7505.19 |  |  | DC12-24V
112101090 | E60H20-1024-3-N-5 | 7505.19 |  |  | DC5V
112102010 | E60H20-8192-3-V-24 | 8184.33 | 8192 P/R | φ20mm | 12-24VDC | Voltage
112102020 | E60H20-8192-3-V-5 | 8184.33 | 8192 P/R | φ20mm | 5VDC | Voltage
112102030 | E60H20-5000-3-V-24 | 7851.69 | 5000 P/R | φ20mm | 12-24VDC | Voltage
112102040 | E60H20-5000-3-V-5 | 7851.69 | 5000 P/R | φ20mm | 5VDC | Voltage
112102060 | E60H20-100-3-V-24 | 6237 |  |  | DC24V
112102070 | E60H20-100-3-V-5 | 6237 |  |  | DC5V
112102080 | E60H20-1024-3-V-24 | 7505.19 |  |  | DC12-24V
112102090 | E60H20-1024-3-V-5 | 7505.19 |  |  | DC5V
112103000 | E60H20-8192-6-L-24 | 8184.33 |  |  | 12-24VDC
112103010 | E60H20-8192-6-L-5 | 8184.33 | 8192 P/R | φ20mm | 5VDC | Line driver
112103012 | E60H20-8192-6-L-5 | 8530.83 |  |  | DC5V(7M)
112103020 | E60H20-5000-6-L-5 | 7851.69 | 5000 P/R | φ20mm | 5VDC | Line driver
112103030 | E60H20-5000-6-L-24 | 7851.69 |  |  | 12-24VDC
112103050 | E60H20-100-6-L-24 | 6237 |  |  | 12-24VDC
112103060 | E60H20-100-6-L-5 | 6237 |  |  | DC5V
112103061 | E60HB20-100-6-L-5 | 0 |  |  | 6805DD(6M)
112103070 | E60H20-1024-6-L-5 | 7505.19 |  |  | DC5V
112103071 | E60H20-1024-6-L-5 | 7713.09 |  |  | DC5V(5M)
112103072 | E60H20-1024-6-L-5-C | 7851.69 |  |  | DC5V
112103080 | E60H20-1024-6-L-24 | 7505.19 |  |  | 12-24VDC
112105010 | E60H20-8192-3-T-24-C | 8510.04 | 8192 P/R | φ20mm | 12-24VDC | Totempole
112105020 | E60H20-8192-3-T-5-C | 8510.04 | 8192 P/R | φ20mm | 5VDC | Totempole
112105030 | E60H20-5000-3-T-24-C | 8184.33 | 5000 P/R | φ20mm | 12-24VDC | Totempole
112105040 | E60H20-5000-3-T-5-C | 8184.33 | 5000 P/R | φ20mm | 5VDC | Totempole
112105060 | E60H20-100-3-T-24-C | 6583.5 |  |  | DC24V
112105070 | E60H20-100-3-T-5-C | 6583.5 |  |  | DC5V
112106010 | E60H20-8192-3-N-24-C | 8510.04 | 8192 P/R | φ20mm | 12-24VDC | NPN open collector
112106020 | E60H20-8192-3-N-5-C | 8510.04 | 8192 P/R | φ20mm | 5VDC | NPN open collector
112106030 | E60H20-5000-3-N-24-C | 8184.33 | 5000 P/R | φ20mm | 12-24VDC | NPN open collector
112106040 | E60H20-5000-3-N-5-C | 8184.33 | 5000 P/R | φ20mm | 5VDC | NPN open collector
112106060 | E60H20-100-3-N-24-C | 6583.5 |  |  | DC24V
112106070 | E60H20-100-3-N-5-C | 6583.5 |  |  | DC5V
112107010 | E60H20-8192-3-V-24-C | 8510.04 | 8192 P/R | φ20mm | 12-24VDC | Voltage
112107020 | E60H20-8192-3-V-5-C | 8510.04 | 8192 P/R | φ20mm | 5VDC | Voltage
112107030 | E60H20-5000-3-V-24-C | 8184.33 | 5000 P/R | φ20mm | 12-24VDC | Voltage
112107040 | E60H20-5000-3-V-5-C | 8184.33 | 5000 P/R | φ20mm | 5VDC | Voltage
112107060 | E60H20-100-3-V-24-C | 6583.5 |  |  | DC24V
112107070 | E60H20-100-3-V-5-C | 6583.5 |  |  | DC5V
112108010 | E60H20-8192-6-L-5-C | 8510.04 | 8192 P/R | φ20mm | 5VDC | Line driver
112108020 | E60H20-5000-6-L-5-C | 8510.04 | 5000 P/R | φ20mm | 5VDC | Line driver
112108060 | E60H20-100-6-L-5-C | 6583.5 |  |  | DC5V
112110880 | E46H8-2048-3-N-24 | 0 |  |  | 12-24VDC
112110881 | E46H8-2048-3-N-5 | 0 |  |  | DC5V
112111380 | E46H8-2048-3-V-24 | 0 |  |  | 12-24VDC
112111381 | E46H8-2048-3-V-5 | 0 |  |  | DC5V
112111880 | E46H8-2048-6-L-5 | 0 |  |  | DC5V
112130010 | E20S2-100-3-N-12-R | 3007.62 |  |  | DC12V |  | Rear side outgoing cable type
112130020 | E20S2-100-3-N-5-R | 3007.62 |  |  | DC5V |  | Rear side outgoing cable type
112130030 | E20S2-200-3-N-12-R | 3007.62 |  |  | DC12V |  | Rear side outgoing cable type
112130040 | E20S2-200-3-N-5-R | 3007.62 |  |  | DC5V |  | Rear side outgoing cable type
112130050 | E20S2-360-3-N-12-R | 3700.62 |  |  | DC12V |  | Rear side outgoing cable type
112130060 | E20S2-360-3-N-5-R | 3700.62 |  |  | DC5V |  | Rear side outgoing cable type
112130090 | E20S2-320-3-N-12-R | 3700.62 |  |  | DC12V |  | Rear side outgoing cable type
112130100 | E20S2-320-3-N-5-R | 3700.62 |  |  | DC5V |  | Rear side outgoing cable type
112130110 | E20S2-100-3-V-12-R | 3007.62 |  |  | DC12V |  | Rear side outgoing cable type
112130120 | E20S2-100-3-V-5-R | 3007.62 |  |  | DC5V |  | Rear side outgoing cable type
112130130 | E20S2-200-3-V-12-R | 3007.62 |  |  | DC12V |  | Rear side outgoing cable type
112130140 | E20S2-200-3-V-5-R | 3007.62 |  |  | DC5V |  | Rear side outgoing cable type
112130150 | E20S2-360-3-V-12-R | 3700.62 |  |  | DC12V |  | Rear side outgoing cable type
112130160 | E20S2-360-3-V-5-R | 3700.62 |  |  | DC5V |  | Rear side outgoing cable type
112130190 | E20S2-320-3-V-12-R | 3700.62 |  |  | DC12V |  | Rear side outgoing cable type
112130200 | E20S2-320-3-V-5-R | 3700.62 |  |  | DC5V |  | Rear side outgoing cable type
112130210 | E20S2-100-6-L-5-R | 3007.62 |  |  | DC5V |  | Rear side outgoing cable type
112130220 | E20S2-200-6-L-5-R | 3007.62 |  |  | DC5V |  | Rear side outgoing cable type
112130230 | E20S2-360-6-L-5-R | 3700.62 |  |  | DC5V |  | Rear side outgoing cable type
112130250 | E20S2-320-6-L-5-R | 3700.62 |  |  | DC5V |  | Rear side outgoing cable type
112131010 | E20S2-100-3-N-12-S | 3007.62 |  |  | DC12V |  | Side outgoing cable type
112131020 | E20S2-100-3-N-5-S | 3007.62 |  |  | DC5V |  | Side outgoing cable type
112131030 | E20S2-200-3-N-12-S | 3007.62 |  |  | DC12V |  | Side outgoing cable type
112131040 | E20S2-200-3-N-5-S | 3007.62 |  |  | DC5V |  | Side outgoing cable type
112131050 | E20S2-360-3-N-12-S | 3700.62 |  |  | DC12V |  | Side outgoing cable type
112131060 | E20S2-360-3-N-5-S | 3700.62 |  |  | DC5V |  | Side outgoing cable type
112131090 | E20S2-320-3-N-12-S | 3700.62 |  |  | DC12V |  | Side outgoing cable type
112131100 | E20S2-320-3-N-5-S | 3700.62 |  |  | DC5V |  | Side outgoing cable type
112131110 | E20S2-100-3-V-12-S | 3007.62 |  |  | DC12V |  | Side outgoing cable type
112131120 | E20S2-100-3-V-5-S | 3007.62 |  |  | DC5V |  | Side outgoing cable type
112131130 | E20S2-200-3-V-12-S | 3007.62 |  |  | DC12V |  | Side outgoing cable type
112131140 | E20S2-200-3-V-5-S | 3007.62 |  |  | DC5V |  | Side outgoing cable type
112131150 | E20S2-360-3-V-12-S | 3700.62 |  |  | DC12V |  | Side outgoing cable type
112131160 | E20S2-360-3-V-5-S | 3700.62 |  |  | DC5V |  | Side outgoing cable type
112131190 | E20S2-320-3-V-12-S | 3700.62 |  |  | DC12V |  | Side outgoing cable type
112131200 | E20S2-320-3-V-5-S | 3700.62 |  |  | DC5V |  | Side outgoing cable type
112131210 | E20S2-100-6-L-5-S | 3007.62 |  |  | DC5V |  | Side outgoing cable type
112131220 | E20S2-200-6-L-5-S | 3007.62 |  |  | DC5V |  | Side outgoing cable type
112131230 | E20S2-360-6-L-5-S | 3700.62 |  |  | DC5V |  | Side outgoing cable type
112131250 | E20S2-320-6-L-5-S | 3700.62 |  |  | DC5V |  | Side outgoing cable type
112140010 | E50S8-1-2-T-24-CR | 3534.3 |  |  | DC12-24V
112140020 | E50S8-1-2-T-5-CR | 3534.3 |  |  | DC5V
112140030 | E50S8-2-2-T-24-CR | 3534.3 |  |  | DC12-24V
112140040 | E50S8-2-2-T-5-CR | 3534.3 |  |  | DC5V
112140050 | E50S8-5-2-T-24-CR | 3534.3 |  |  | DC12-24V
112140060 | E50S8-5-2-T-5-CR | 3534.3 |  |  | DC5V
112140070 | E50S8-10-3-T-24-CR | 3534.3 |  |  | DC12-24V
112140080 | E50S8-10-3-T-5-CR | 3534.3 |  |  | DC5V
112140090 | E50S8-12-2-T-24-CR | 3534.3 |  |  | DC12-24V
112140100 | E50S8-12-2-T-5-CR | 3534.3 |  |  | DC5V
112140110 | E50S8-15-3-T-24-CR | 3534.3 |  |  | DC12-24V
112140120 | E50S8-15-3-T-5-CR | 3534.3 |  |  | DC5V
112140130 | E50S8-20-3-T-24-CR | 3534.3 |  |  | DC12-24V
112140140 | E50S8-20-3-T-5-CR | 3534.3 |  |  | DC5V
112140150 | E50S8-23-3-T-24-CR | 3534.3 |  |  | DC12-24V
112140160 | E50S8-23-3-T-5-CR | 3534.3 |  |  | DC5V
112140170 | E50S8-25-3-T-24-CR | 3534.3 |  |  | DC12-24V
112140180 | E50S8-25-3-T-5-CR | 3534.3 |  |  | DC5V
112140190 | E50S8-30-3-T-24-CR | 3534.3 |  |  | DC12-24V
112140200 | E50S8-30-3-T-5-CR | 3534.3 |  |  | DC5V
112140210 | E50S8-35-3-T-24-CR | 3534.3 |  |  | DC12-24V
112140220 | E50S8-35-3-T-5-CR | 3534.3 |  |  | DC5V
112140230 | E50S8-40-3-T-24-CR | 3534.3 |  |  | DC12-24V
112140240 | E50S8-40-3-T-5-CR | 3534.3 |  |  | DC5V
112140250 | E50S8-45-3-T-24-CR | 3534.3 |  |  | DC12-24V
112140260 | E50S8-45-3-T-5-CR | 3534.3 |  |  | DC5V
112140270 | E50S8-50-3-T-24-CR | 3534.3 |  |  | DC12-24V
112140280 | E50S8-50-3-T-5-CR | 3534.3 |  |  | DC5V
112140290 | E50S8-60-3-T-24-CR | 3534.3 |  |  | DC12-24V
112140300 | E50S8-60-3-T-5-CR | 3534.3 |  |  | DC5V
112140310 | E50S8-75-3-T-24-CR | 3534.3 |  |  | DC12-24V
112140320 | E50S8-75-3-T-5-CR | 3534.3 |  |  | DC5V
112140330 | E50S8-100-3-T-24-CR | 3534.3 |  |  | DC12-24V
112140340 | E50S8-100-3-T-5-CR | 3534.3 |  |  | DC5V
112140350 | E50S8-120-3-T-24-CR | 3534.3 |  |  | DC12-24V
112140360 | E50S8-120-3-T-5-CR | 3534.3 |  |  | DC5V
112140370 | E50S8-125-3-T-24-CR | 3534.3 |  |  | DC12-24V
112140380 | E50S8-125-3-T-5-CR | 3534.3 |  |  | DC5V
112140390 | E50S8-150-3-T-24-CR | 3534.3 |  |  | DC12-24V
112140400 | E50S8-150-3-T-5-CR | 3534.3 |  |  | DC5V
112140410 | E50S8-192-3-T-24-CR | 3534.3 |  |  | DC12-24V
112140420 | E50S8-192-3-T-5-CR | 3534.3 |  |  | DC5V
112140430 | E50S8-200-3-T-24-CR | 3534.3 |  |  | DC12-24V
112140440 | E50S8-200-3-T-5-CR | 3534.3 |  |  | DC5V
112140450 | E50S8-240-3-T-24-CR | 3534.3 |  |  | DC12-24V
112140460 | E50S8-240-3-T-5-CR | 3534.3 |  |  | DC5V
112140470 | E50S8-250-3-T-24-CR | 3534.3 |  |  | DC12-24V
112140480 | E50S8-250-3-T-5-CR | 3534.3 |  |  | DC5V
112140490 | E50S8-256-3-T-24-CR | 3534.3 |  |  | DC12-24V
112140500 | E50S8-256-3-T-5-CR | 3534.3 |  |  | DC5V
112140510 | E50S8-300-3-T-24-CR | 3534.3 |  |  | DC12-24V
112140520 | E50S8-300-3-T-5-CR | 3534.3 |  |  | DC5V
112140530 | E50S8-360-3-T-24-CR | 3534.3 |  |  | DC12-24V
112140540 | E50S8-360-3-T-5-CR | 3534.3 |  |  | DC5V
112140550 | E50S8-400-3-T-24-CR | 3534.3 |  |  | DC12-24V
112140560 | E50S8-400-3-T-5-CR | 3534.3 |  |  | DC5V
112140570 | E50S8-500-3-T-24-CR | 3534.3 |  |  | DC12-24V
112140580 | E50S8-500-3-T-5-CR | 3534.3 |  |  | DC5V
112140590 | E50S8-512-3-T-24-CR | 3534.3 |  |  | DC12-24V
112140600 | E50S8-512-3-T-5-CR | 3534.3 |  |  | DC5V
112140610 | E50S8-600-3-T-24-CR | 3534.3 |  |  | DC12-24V
112140620 | E50S8-600-3-T-5-CR | 3534.3 |  |  | DC5V
112140630 | E50S8-800-3-T-24-CR | 3534.3 |  |  | DC12-24V
112140640 | E50S8-800-3-T-5-CR | 3534.3 |  |  | DC5V
112140650 | E50S8-1000-3-T-24-CR | 4227.3 |  |  | DC12-24V
112140660 | E50S8-1000-3-T-5-CR | 4227.3 |  |  | DC5V
112140670 | E50S8-1024-3-T-24-CR | 4227.3 |  |  | DC12-24V
112140680 | E50S8-1024-3-T-5-CR | 4227.3 |  |  | DC5V
112140690 | E50S8-1200-3-T-24-CR | 4227.3 |  |  | DC12-24V
112140700 | E50S8-1200-3-T-5-CR | 4227.3 |  |  | DC5V
112140710 | E50S8-1500-3-T-24-CR | 4227.3 |  |  | DC12-24V
112140720 | E50S8-1500-3-T-5-CR | 4227.3 |  |  | DC5V
112140730 | E50S8-1800-3-T-24-CR | 4227.3 |  |  | DC12-24V
112140740 | E50S8-1800-3-T-5-CR | 4227.3 |  |  | DC5V
112140750 | E50S8-2000-3-T-24-CR | 4227.3 |  |  | DC12-24V
112140760 | E50S8-2000-3-T-5-CR | 4227.3 |  |  | DC5V
112140770 | E50S8-2048-3-T-24-CR | 4227.3 |  |  | DC12-24V
112140780 | E50S8-2048-3-T-5-CR | 4227.3 |  |  | DC5V
112140790 | E50S8-2500-3-T-24-CR | 4227.3 |  |  | DC12-24V
112140800 | E50S8-2500-3-T-5-CR | 4227.3 |  |  | DC5V
112140810 | E50S8-3000-3-T-24-CR | 4227.3 |  |  | DC12-24V
112140820 | E50S8-3000-3-T-5-CR | 4227.3 |  |  | DC5V
112140830 | E50S8-3600-3-T-24-CR | 4227.3 |  |  | DC12-24V
112140840 | E50S8-3600-3-T-5-CR | 4227.3 |  |  | DC5V
112140850 | E50S8-5000-3-T-24-CR | 5620.23 |  |  | DC12-24V
112140860 | E50S8-5000-3-T-5-CR | 5620.23 |  |  | DC5V
112140870 | E50S8-6000-3-T-24-CR | 5918.22 |  |  | DC12-24V
112140880 | E50S8-6000-3-T-5-CR | 5918.22 |  |  | DC5V
112140890 | E50S8-8000-3-T-24-CR | 6223.14 |  |  | DC12-24V
112140900 | E50S8-8000-3-T-5-CR | 6223.14 |  |  | DC5V
112141010 | E50S8-1-2-N-24-CR | 3534.3 |  |  | DC12-24V
112141020 | E50S8-1-2-N-5-CR | 3534.3 |  |  | DC5V
112141030 | E50S8-2-2-N-24-CR | 3534.3 |  |  | DC12-24V
112141040 | E50S8-2-2-N-5-CR | 3534.3 |  |  | DC5V
112141050 | E50S8-5-2-N-24-CR | 3534.3 |  |  | DC12-24V
112141060 | E50S8-5-2-N-5-CR | 3534.3 |  |  | DC5V
112141070 | E50S8-10-3-N-24-CR | 3534.3 |  |  | DC12-24V
112141080 | E50S8-10-3-N-5-CR | 3534.3 |  |  | DC5V
112141090 | E50S8-12-2-N-24-CR | 3534.3 |  |  | DC12-24V
112141100 | E50S8-12-2-N-5-CR | 3534.3 |  |  | DC5V
112141110 | E50S8-15-3-N-24-CR | 3534.3 |  |  | DC12-24V
112141120 | E50S8-15-3-N-5-CR | 3534.3 |  |  | DC5V
112141130 | E50S8-20-3-N-24-CR | 3534.3 |  |  | DC12-24V
112141140 | E50S8-20-3-N-5-CR | 3534.3 |  |  | DC5V
112141150 | E50S8-23-3-N-24-CR | 3534.3 |  |  | DC12-24V
112141160 | E50S8-23-3-N-5-CR | 3534.3 |  |  | DC5V
112141170 | E50S8-25-3-N-24-CR | 3534.3 |  |  | DC12-24V
112141180 | E50S8-25-3-N-5-CR | 3534.3 |  |  | DC5V
112141190 | E50S8-30-3-N-24-CR | 3534.3 |  |  | DC12-24V
112141200 | E50S8-30-3-N-5-CR | 3534.3 |  |  | DC5V
112141210 | E50S8-35-3-N-24-CR | 3534.3 |  |  | DC12-24V
112141220 | E50S8-35-3-N-5-CR | 3534.3 |  |  | DC5V
112141230 | E50S8-40-3-N-24-CR | 3534.3 |  |  | DC12-24V
112141240 | E50S8-40-3-N-5-CR | 3534.3 |  |  | DC5V
112141250 | E50S8-45-3-N-24-CR | 3534.3 |  |  | DC12-24V
112141260 | E50S8-45-3-N-5-CR | 3534.3 |  |  | DC5V
112141270 | E50S8-50-3-N-24-CR | 3534.3 |  |  | DC12-24V
112141280 | E50S8-50-3-N-5-CR | 3534.3 |  |  | DC5V
112141290 | E50S8-60-3-N-24-CR | 3534.3 |  |  | DC12-24V
112141300 | E50S8-60-3-N-5-CR | 3534.3 |  |  | DC5V
112141310 | E50S8-75-3-N-24-CR | 3534.3 |  |  | DC12-24V
112141320 | E50S8-75-3-N-5-CR | 3534.3 |  |  | DC5V
112141330 | E50S8-100-3-N-24-CR | 3534.3 |  |  | DC12-24V
112141340 | E50S8-100-3-N-5-CR | 3534.3 |  |  | DC5V
112141350 | E50S8-120-3-N-24-CR | 3534.3 |  |  | DC12-24V
112141360 | E50S8-120-3-N-5-CR | 3534.3 |  |  | DC5V
112141370 | E50S8-125-3-N-24-CR | 3534.3 |  |  | DC12-24V
112141380 | E50S8-125-3-N-5-CR | 3534.3 |  |  | DC5V
112141390 | E50S8-150-3-N-24-CR | 3534.3 |  |  | DC12-24V
112141400 | E50S8-150-3-N-5-CR | 3534.3 |  |  | DC5V
112141410 | E50S8-192-3-N-24-CR | 3534.3 |  |  | DC12-24V
112141420 | E50S8-192-3-N-5-CR | 3534.3 |  |  | DC5V
112141430 | E50S8-200-3-N-24-CR | 3534.3 |  |  | DC12-24V
112141440 | E50S8-200-3-N-5-CR | 3534.3 |  |  | DC5V
112141450 | E50S8-240-3-N-24-CR | 3534.3 |  |  | DC12-24V
112141460 | E50S8-240-3-N-5-CR | 3534.3 |  |  | DC5V
112141470 | E50S8-250-3-N-24-CR | 3534.3 |  |  | DC12-24V
112141480 | E50S8-250-3-N-5-CR | 3534.3 |  |  | DC5V
112141490 | E50S8-256-3-N-24-CR | 3534.3 |  |  | DC12-24V
112141500 | E50S8-256-3-N-5-CR | 3534.3 |  |  | DC5V
112141510 | E50S8-300-3-N-24-CR | 3534.3 |  |  | DC12-24V
112141520 | E50S8-300-3-N-5-CR | 3534.3 |  |  | DC5V
112141530 | E50S8-360-3-N-24-CR | 3534.3 |  |  | DC12-24V
112141540 | E50S8-360-3-N-5-CR | 3534.3 |  |  | DC5V
112141550 | E50S8-400-3-N-24-CR | 3534.3 |  |  | DC12-24V
112141560 | E50S8-400-3-N-5-CR | 3534.3 |  |  | DC5V
112141570 | E50S8-500-3-N-24-CR | 3534.3 |  |  | DC12-24V
112141580 | E50S8-500-3-N-5-CR | 3534.3 |  |  | DC5V
112141590 | E50S8-512-3-N-24-CR | 3534.3 |  |  | DC12-24V
112141600 | E50S8-512-3-N-5-CR | 3534.3 |  |  | DC5V
112141610 | E50S8-600-3-N-24-CR | 3534.3 |  |  | DC12-24V
112141620 | E50S8-600-3-N-5-CR | 3534.3 |  |  | DC5V
112141630 | E50S8-800-3-N-24-CR | 3534.3 |  |  | DC12-24V
112141640 | E50S8-800-3-N-5-CR | 3534.3 |  |  | DC5V
112141650 | E50S8-1000-3-N-24-CR | 4227.3 |  |  | DC12-24V
112141660 | E50S8-1000-3-N-5-CR | 4227.3 |  |  | DC5V
112141670 | E50S8-1024-3-N-24-CR | 4227.3 |  |  | DC12-24V
112141680 | E50S8-1024-3-N-5-CR | 4227.3 |  |  | DC5V
112141690 | E50S8-1200-3-N-24-CR | 4227.3 |  |  | DC12-24V
112141700 | E50S8-1200-3-N-5-CR | 4227.3 |  |  | DC5V
112141710 | E50S8-1500-3-N-24-CR | 4227.3 |  |  | DC12-24V
112141720 | E50S8-1500-3-N-5-CR | 4227.3 |  |  | DC5V
112141730 | E50S8-1800-3-N-24-CR | 4227.3 |  |  | DC12-24V
112141740 | E50S8-1800-3-N-5-CR | 4227.3 |  |  | DC5V
112141750 | E50S8-2000-3-N-24-CR | 4227.3 |  |  | DC12-24V
112141760 | E50S8-2000-3-N-5-CR | 4227.3 |  |  | DC5V
112141770 | E50S8-2048-3-N-24-CR | 4227.3 |  |  | DC12-24V
112141780 | E50S8-2048-3-N-5-CR | 4227.3 |  |  | DC5V
112141790 | E50S8-2500-3-N-24-CR | 4227.3 |  |  | DC12-24V
112141800 | E50S8-2500-3-N-5-CR | 4227.3 |  |  | DC5V
112141810 | E50S8-3000-3-N-24-CR | 4227.3 |  |  | DC12-24V
112141820 | E50S8-3000-3-N-5-CR | 4227.3 |  |  | DC5V
112141830 | E50S8-3600-3-N-24-CR | 4227.3 |  |  | DC12-24V
112141840 | E50S8-3600-3-N-5-CR | 4227.3 |  |  | DC5V
112141850 | E50S8-5000-3-N-24-CR | 5620.23 |  |  | DC12-24V
112141860 | E50S8-5000-3-N-5-CR | 5620.23 |  |  | DC5V
112141870 | E50S8-6000-3-N-24-CR | 5918.22 |  |  | DC12-24V
112141880 | E50S8-6000-3-N-5-CR | 5918.22 |  |  | DC5V
112141890 | E50S8-8000-3-N-24-CR | 6223.14 |  |  | DC12-24V
112141900 | E50S8-8000-3-N-5-CR | 6223.14 |  |  | DC5V
112142010 | E50S8-1-2-V-24-CR | 3534.3 |  |  | DC12-24V
112142020 | E50S8-1-2-V-5-CR | 3534.3 |  |  | DC5V
112142030 | E50S8-2-2-V-24-CR | 3534.3 |  |  | DC12-24V
112142040 | E50S8-2-2-V-5-CR | 3534.3 |  |  | DC5V
112142050 | E50S8-5-2-V-24-CR | 3534.3 |  |  | DC12-24V
112142060 | E50S8-5-2-V-5-CR | 3534.3 |  |  | DC5V
112142070 | E50S8-10-3-V-24-CR | 3534.3 |  |  | DC12-24V
112142080 | E50S8-10-3-V-5-CR | 3534.3 |  |  | DC5V
112142090 | E50S8-12-2-V-24-CR | 3534.3 |  |  | DC12-24V
112142100 | E50S8-12-2-V-5-CR | 3534.3 |  |  | DC5V
112142110 | E50S8-15-3-V-24-CR | 3534.3 |  |  | DC12-24V
112142120 | E50S8-15-3-V-5-CR | 3534.3 |  |  | DC5V
112142130 | E50S8-20-3-V-24-CR | 3534.3 |  |  | DC12-24V
112142140 | E50S8-20-3-V-5-CR | 3534.3 |  |  | DC5V
112142150 | E50S8-23-3-V-24-CR | 3534.3 |  |  | DC12-24V
112142160 | E50S8-23-3-V-5-CR | 3534.3 |  |  | DC5V
112142170 | E50S8-25-3-V-24-CR | 3534.3 |  |  | DC12-24V
112142180 | E50S8-25-3-V-5-CR | 3534.3 |  |  | DC5V
112142190 | E50S8-30-3-V-24-CR | 3534.3 |  |  | DC12-24V
112142200 | E50S8-30-3-V-5-CR | 3534.3 |  |  | DC5V
112142210 | E50S8-35-3-V-24-CR | 3534.3 |  |  | DC12-24V
112142220 | E50S8-35-3-V-5-CR | 3534.3 |  |  | DC5V
112142230 | E50S8-40-3-V-24-CR | 3534.3 |  |  | DC12-24V
112142240 | E50S8-40-3-V-5-CR | 3534.3 |  |  | DC5V
112142250 | E50S8-45-3-V-24-CR | 3534.3 |  |  | DC12-24V
112142260 | E50S8-45-3-V-5-CR | 3534.3 |  |  | DC5V
112142270 | E50S8-50-3-V-24-CR | 3534.3 |  |  | DC12-24V
112142280 | E50S8-50-3-V-5-CR | 3534.3 |  |  | DC5V
112142290 | E50S8-60-3-V-24-CR | 3534.3 |  |  | DC12-24V
112142300 | E50S8-60-3-V-5-CR | 3534.3 |  |  | DC5V
112142310 | E50S8-75-3-V-24-CR | 3534.3 |  |  | DC12-24V
112142320 | E50S8-75-3-V-5-CR | 3534.3 |  |  | DC5V
112142330 | E50S8-100-3-V-24-CR | 3534.3 |  |  | DC12-24V
112142340 | E50S8-100-3-V-5-CR | 3534.3 |  |  | DC5V
112142350 | E50S8-120-3-V-24-CR | 3534.3 |  |  | DC12-24V
112142360 | E50S8-120-3-V-5-CR | 3534.3 |  |  | DC5V
112142370 | E50S8-125-3-V-24-CR | 3534.3 |  |  | DC12-24V
112142380 | E50S8-125-3-V-5-CR | 3534.3 |  |  | DC5V
112142390 | E50S8-150-3-V-24-CR | 3534.3 |  |  | DC12-24V
112142400 | E50S8-150-3-V-5-CR | 3534.3 |  |  | DC5V
112142410 | E50S8-192-3-V-24-CR | 3534.3 |  |  | DC12-24V
112142420 | E50S8-192-3-V-5-CR | 3534.3 |  |  | DC5V
112142430 | E50S8-200-3-V-24-CR | 3534.3 |  |  | DC12-24V
112142440 | E50S8-200-3-V-5-CR | 3534.3 |  |  | DC5V
112142450 | E50S8-240-3-V-24-CR | 3534.3 |  |  | DC12-24V
112142460 | E50S8-240-3-V-5-CR | 3534.3 |  |  | DC5V
112142470 | E50S8-250-3-V-24-CR | 3534.3 |  |  | DC12-24V
112142480 | E50S8-250-3-V-5-CR | 3534.3 |  |  | DC5V
112142490 | E50S8-256-3-V-24-CR | 3534.3 |  |  | DC12-24V
112142500 | E50S8-256-3-V-5-CR | 3534.3 |  |  | DC5V
112142510 | E50S8-300-3-V-24-CR | 3534.3 |  |  | DC12-24V
112142520 | E50S8-300-3-V-5-CR | 3534.3 |  |  | DC5V
112142530 | E50S8-360-3-V-24-CR | 3534.3 |  |  | DC12-24V
112142540 | E50S8-360-3-V-5-CR | 3534.3 |  |  | DC5V
112142550 | E50S8-400-3-V-24-CR | 3534.3 |  |  | DC12-24V
112142560 | E50S8-400-3-V-5-CR | 3534.3 |  |  | DC5V
112142570 | E50S8-500-3-V-24-CR | 3534.3 |  |  | DC12-24V
112142580 | E50S8-500-3-V-5-CR | 3534.3 |  |  | DC5V
112142590 | E50S8-512-3-V-24-CR | 3534.3 |  |  | DC12-24V
112142600 | E50S8-512-3-V-5-CR | 3534.3 |  |  | DC5V
112142610 | E50S8-600-3-V-24-CR | 3534.3 |  |  | DC12-24V
112142620 | E50S8-600-3-V-5-CR | 3534.3 |  |  | DC5V
112142630 | E50S8-800-3-V-24-CR | 3534.3 |  |  | DC12-24V
112142640 | E50S8-800-3-V-5-CR | 3534.3 |  |  | DC5V
112142650 | E50S8-1000-3-V-24-CR | 4227.3 |  |  | DC12-24V
112142660 | E50S8-1000-3-V-5-CR | 4227.3 |  |  | DC5V
112142670 | E50S8-1024-3-V-24-CR | 4227.3 |  |  | DC12-24V
112142680 | E50S8-1024-3-V-5-CR | 4227.3 |  |  | DC5V
112142690 | E50S8-1200-3-V-24-CR | 4227.3 |  |  | DC12-24V
112142700 | E50S8-1200-3-V-5-CR | 4227.3 |  |  | DC5V
112142710 | E50S8-1500-3-V-24-CR | 4227.3 |  |  | DC12-24V
112142720 | E50S8-1500-3-V-5-CR | 4227.3 |  |  | DC5V
112142730 | E50S8-1800-3-V-24-CR | 4227.3 |  |  | DC12-24V
112142740 | E50S8-1800-3-V-5-CR | 4227.3 |  |  | DC5V
112142750 | E50S8-2000-3-V-24-CR | 4227.3 |  |  | DC12-24V
112142760 | E50S8-2000-3-V-5-CR | 4227.3 |  |  | DC5V
112142770 | E50S8-2048-3-V-24-CR | 4227.3 |  |  | DC12-24V
112142780 | E50S8-2048-3-V-5-CR | 4227.3 |  |  | DC5V
112142790 | E50S8-2500-3-V-24-CR | 4227.3 |  |  | DC12-24V
112142800 | E50S8-2500-3-V-5-CR | 4227.3 |  |  | DC5V
112142810 | E50S8-3000-3-V-24-CR | 4227.3 |  |  | DC12-24V
112142820 | E50S8-3000-3-V-5-CR | 4227.3 |  |  | DC5V
112142830 | E50S8-3600-3-V-24-CR | 4227.3 |  |  | DC12-24V
112142840 | E50S8-3600-3-V-5-CR | 4227.3 |  |  | DC5V
112142850 | E50S8-5000-3-V-24-CR | 5620.23 |  |  | DC12-24V
112142860 | E50S8-5000-3-V-5-CR | 5620.23 |  |  | DC5V
112142870 | E50S8-6000-3-V-24-CR | 5918.22 |  |  | DC12-24V
112142880 | E50S8-6000-3-V-5-CR | 5918.22 |  |  | DC5V
112142890 | E50S8-8000-3-V-24-CR | 6223.14 |  |  | DC12-24V
112142900 | E50S8-8000-3-V-5-CR | 6223.14 |  |  | DC5V
112143010 | E50S8-1-4-L-5-CR | 4227.3 |  |  | DC5V
112143020 | E50S8-2-4-L-5-CR | 4227.3 |  |  | DC5V
112143030 | E50S8-5-4-L-5-CR | 4227.3 |  |  | DC5V
112143040 | E50S8-10-6-L-5-CR | 4227.3 |  |  | DC5V
112143050 | E50S8-12-4-L-5-CR | 4227.3 |  |  | DC5V
112143060 | E50S8-15-6-L-5-CR | 4227.3 |  |  | DC5V
112143070 | E50S8-20-6-L-5-CR | 4227.3 |  |  | DC5V
112143080 | E50S8-23-6-L-5-CR | 4227.3 |  |  | DC5V
112143090 | E50S8-25-6-L-5-CR | 4227.3 |  |  | DC5V
112143100 | E50S8-30-6-L-5-CR | 4227.3 |  |  | DC5V
112143110 | E50S8-35-6-L-5-CR | 4227.3 |  |  | DC5V
112143120 | E50S8-40-6-L-5-CR | 4227.3 |  |  | DC5V
112143130 | E50S8-45-6-L-5-CR | 4227.3 |  |  | DC5V
112143140 | E50S8-50-6-L-5-CR | 4227.3 |  |  | DC5V
112143150 | E50S8-60-6-L-5-CR | 4227.3 |  |  | DC5V
112143160 | E50S8-75-6-L-5-CR | 4227.3 |  |  | DC5V
112143170 | E50S8-100-6-L-5-CR | 4227.3 |  |  | DC5V
112143180 | E50S8-120-6-L-5-CR | 4227.3 |  |  | DC5V
112143190 | E50S8-125-6-L-5-CR | 4227.3 |  |  | DC5V
112143200 | E50S8-150-6-L-5-CR | 4227.3 |  |  | DC5V
112143210 | E50S8-192-6-L-5-CR | 4227.3 |  |  | DC5V
112143220 | E50S8-200-6-L-5-CR | 4227.3 |  |  | DC5V
112143230 | E50S8-240-6-L-5-CR | 4227.3 |  |  | DC5V
112143240 | E50S8-250-6-L-5-CR | 4227.3 |  |  | DC5V
112143250 | E50S8-256-6-L-5-CR | 4227.3 |  |  | DC5V
112143260 | E50S8-300-6-L-5-CR | 4227.3 |  |  | DC5V
112143270 | E50S8-360-6-L-5-CR | 4227.3 |  |  | DC5V
112143280 | E50S8-400-6-L-5-CR | 4227.3 |  |  | DC5V
112143290 | E50S8-500-6-L-5-CR | 4227.3 |  |  | DC5V
112143300 | E50S8-512-6-L-5-CR | 4227.3 |  |  | DC5V
112143310 | E50S8-600-6-L-5-CR | 4227.3 |  |  | DC5V
112143320 | E50S8-800-6-L-5-CR | 4227.3 |  |  | DC5V
112143330 | E50S8-1000-6-L-5-CR | 4920.3 |  |  | DC5V
112143340 | E50S8-1024-6-L-5-CR | 4920.3 |  |  | DC5V
112143350 | E50S8-1200-6-L-5-CR | 4920.3 |  |  | DC5V
112143360 | E50S8-1500-6-L-5-CR | 4920.3 |  |  | DC5V
112143370 | E50S8-1800-6-L-5-CR | 4920.3 |  |  | DC5V
112143380 | E50S8-2000-6-L-5-CR | 4920.3 |  |  | DC5V
112143390 | E50S8-2048-6-L-5-CR | 4920.3 |  |  | DC5V
112143400 | E50S8-2500-6-L-5-CR | 4920.3 |  |  | DC5V
112143410 | E50S8-3000-6-L-5-CR | 4920.3 |  |  | DC5V
112143420 | E50S8-3600-6-L-5-CR | 4920.3 |  |  | DC5V
112143430 | E50S8-5000-6-L-5-CR | 6285.51 |  |  | DC5V
112143440 | E50S8-6000-6-L-5-CR | 6583.5 |  |  | DC5V
112143450 | E50S8-8000-6-L-5-CR | 6888.42 |  |  | DC5V
112144010 | E50S8-1-2-T-24-CS | 3534.3 |  |  | DC12-24V
112144020 | E50S8-1-2-T-5-CS | 3534.3 |  |  | DC5V
112144030 | E50S8-2-2-T-24-CS | 3534.3 |  |  | DC12-24V
112144040 | E50S8-2-2-T-5-CS | 3534.3 |  |  | DC5V
112144050 | E50S8-5-2-T-24-CS | 3534.3 |  |  | DC12-24V
112144060 | E50S8-5-2-T-5-CS | 3534.3 |  |  | DC5V
112144070 | E50S8-10-3-T-24-CS | 3534.3 |  |  | DC12-24V
112144080 | E50S8-10-3-T-5-CS | 3534.3 |  |  | DC5V
112144090 | E50S8-12-2-T-24-CS | 3534.3 |  |  | DC12-24V
112144100 | E50S8-12-2-T-5-CS | 3534.3 |  |  | DC5V
112144110 | E50S8-15-3-T-24-CS | 3534.3 |  |  | DC12-24V
112144120 | E50S8-15-3-T-5-CS | 3534.3 |  |  | DC5V
112144130 | E50S8-20-3-T-24-CS | 3534.3 |  |  | DC12-24V
112144140 | E50S8-20-3-T-5-CS | 3534.3 |  |  | DC5V
112144150 | E50S8-23-3-T-24-CS | 3534.3 |  |  | DC12-24V
112144160 | E50S8-23-3-T-5-CS | 3534.3 |  |  | DC5V
112144170 | E50S8-25-3-T-24-CS | 3534.3 |  |  | DC12-24V
112144180 | E50S8-25-3-T-5-CS | 3534.3 |  |  | DC5V
112144190 | E50S8-30-3-T-24-CS | 3534.3 |  |  | DC12-24V
112144200 | E50S8-30-3-T-5-CS | 3534.3 |  |  | DC5V
112144210 | E50S8-35-3-T-24-CS | 3534.3 |  |  | DC12-24V
112144220 | E50S8-35-3-T-5-CS | 3534.3 |  |  | DC5V
112144230 | E50S8-40-3-T-24-CS | 3534.3 |  |  | DC12-24V
112144240 | E50S8-40-3-T-5-CS | 3534.3 |  |  | DC5V
112144250 | E50S8-45-3-T-24-CS | 3534.3 |  |  | DC12-24V
112144260 | E50S8-45-3-T-5-CS | 3534.3 |  |  | DC5V
112144270 | E50S8-50-3-T-24-CS | 3534.3 |  |  | DC12-24V
112144280 | E50S8-50-3-T-5-CS | 3534.3 |  |  | DC5V
112144290 | E50S8-60-3-T-24-CS | 3534.3 |  |  | DC12-24V
112144300 | E50S8-60-3-T-5-CS | 3534.3 |  |  | DC5V
112144310 | E50S8-75-3-T-24-CS | 3534.3 |  |  | DC12-24V
112144320 | E50S8-75-3-T-5-CS | 3534.3 |  |  | DC5V
112144330 | E50S8-100-3-T-24-CS | 3534.3 |  |  | DC12-24V
112144340 | E50S8-100-3-T-5-CS | 3534.3 |  |  | DC5V
112144350 | E50S8-120-3-T-24-CS | 3534.3 |  |  | DC12-24V
112144360 | E50S8-120-3-T-5-CS | 3534.3 |  |  | DC5V
112144370 | E50S8-125-3-T-24-CS | 3534.3 |  |  | DC12-24V
112144380 | E50S8-125-3-T-5-CS | 3534.3 |  |  | DC5V
112144390 | E50S8-150-3-T-24-CS | 3534.3 |  |  | DC12-24V
112144400 | E50S8-150-3-T-5-CS | 3534.3 |  |  | DC5V
112144410 | E50S8-192-3-T-24-CS | 3534.3 |  |  | DC12-24V
112144420 | E50S8-192-3-T-5-CS | 3534.3 |  |  | DC5V
112144430 | E50S8-200-3-T-24-CS | 3534.3 |  |  | DC12-24V
112144440 | E50S8-200-3-T-5-CS | 3534.3 |  |  | DC5V
112144450 | E50S8-240-3-T-24-CS | 3534.3 |  |  | DC12-24V
112144460 | E50S8-240-3-T-5-CS | 3534.3 |  |  | DC5V
112144470 | E50S8-250-3-T-24-CS | 3534.3 |  |  | DC12-24V
112144480 | E50S8-250-3-T-5-CS | 3534.3 |  |  | DC5V
112144490 | E50S8-256-3-T-24-CS | 3534.3 |  |  | DC12-24V
112144500 | E50S8-256-3-T-5-CS | 3534.3 |  |  | DC5V
112144510 | E50S8-300-3-T-24-CS | 3534.3 |  |  | DC12-24V
112144520 | E50S8-300-3-T-5-CS | 3534.3 |  |  | DC5V
112144530 | E50S8-360-3-T-24-CS | 3534.3 |  |  | DC12-24V
112144540 | E50S8-360-3-T-5-CS | 3534.3 |  |  | DC5V
112144550 | E50S8-400-3-T-24-CS | 3534.3 |  |  | DC12-24V
112144560 | E50S8-400-3-T-5-CS | 3534.3 |  |  | DC5V
112144570 | E50S8-500-3-T-24-CS | 3534.3 |  |  | DC12-24V
112144580 | E50S8-500-3-T-5-CS | 3534.3 |  |  | DC5V
112144590 | E50S8-512-3-T-24-CS | 3534.3 |  |  | DC12-24V
112144600 | E50S8-512-3-T-5-CS | 3534.3 |  |  | DC5V
112144610 | E50S8-600-3-T-24-CS | 3534.3 |  |  | DC12-24V
112144620 | E50S8-600-3-T-5-CS | 3534.3 |  |  | DC5V
112144630 | E50S8-800-3-T-24-CS | 3534.3 |  |  | DC12-24V
112144640 | E50S8-800-3-T-5-CS | 3534.3 |  |  | DC5V
112144650 | E50S8-1000-3-T-24-CS | 4227.3 |  |  | DC12-24V
112144660 | E50S8-1000-3-T-5-CS | 4227.3 |  |  | DC5V
112144670 | E50S8-1024-3-T-24-CS | 4227.3 |  |  | DC12-24V
112144680 | E50S8-1024-3-T-5-CS | 4227.3 |  |  | DC5V
112144690 | E50S8-1200-3-T-24-CS | 4227.3 |  |  | DC12-24V
112144700 | E50S8-1200-3-T-5-CS | 4227.3 |  |  | DC5V
112144710 | E50S8-1500-3-T-24-CS | 4227.3 |  |  | DC12-24V
112144720 | E50S8-1500-3-T-5-CS | 4227.3 |  |  | DC5V
112144730 | E50S8-1800-3-T-24-CS | 4227.3 |  |  | DC12-24V
112144740 | E50S8-1800-3-T-5-CS | 4227.3 |  |  | DC5V
112144750 | E50S8-2000-3-T-24-CS | 4227.3 |  |  | DC12-24V
112144760 | E50S8-2000-3-T-5-CS | 4227.3 |  |  | DC5V
112144770 | E50S8-2048-3-T-24-CS | 4227.3 |  |  | DC12-24V
112144780 | E50S8-2048-3-T-5-CS | 4227.3 |  |  | DC5V
112144790 | E50S8-2500-3-T-24-CS | 4227.3 |  |  | DC12-24V
112144800 | E50S8-2500-3-T-5-CS | 4227.3 |  |  | DC5V
112144810 | E50S8-3000-3-T-24-CS | 4227.3 |  |  | DC12-24V
112144820 | E50S8-3000-3-T-5-CS | 4227.3 |  |  | DC5V
112144830 | E50S8-3600-3-T-24-CS | 4227.3 |  |  | DC12-24V
112144840 | E50S8-3600-3-T-5-CS | 4227.3 |  |  | DC5V
112144850 | E50S8-5000-3-T-24-CS | 5620.23 |  |  | DC12-24V
112144860 | E50S8-5000-3-T-5-CS | 5620.23 |  |  | DC5V
112144870 | E50S8-6000-3-T-24-CS | 5918.22 |  |  | DC12-24V
112144880 | E50S8-6000-3-T-5-CS | 5918.22 |  |  | DC5V
112144890 | E50S8-8000-3-T-24-CS | 6223.14 |  |  | DC12-24V
112144900 | E50S8-8000-3-T-5-CS | 6223.14 |  |  | DC5V
112145010 | E50S8-1-2-N-24-CS | 3534.3 |  |  | DC12-24V
112145020 | E50S8-1-2-N-5-CS | 3534.3 |  |  | DC5V
112145030 | E50S8-2-2-N-24-CS | 3534.3 |  |  | DC12-24V
112145040 | E50S8-2-2-N-5-CS | 3534.3 |  |  | DC5V
112145050 | E50S8-5-2-N-24-CS | 3534.3 |  |  | DC12-24V
112145060 | E50S8-5-2-N-5-CS | 3534.3 |  |  | DC5V
112145070 | E50S8-10-3-N-24-CS | 3534.3 |  |  | DC12-24V
112145080 | E50S8-10-3-N-5-CS | 3534.3 |  |  | DC5V
112145090 | E50S8-12-2-N-24-CS | 3534.3 |  |  | DC12-24V
112145100 | E50S8-12-2-N-5-CS | 3534.3 |  |  | DC5V
112145110 | E50S8-15-3-N-24-CS | 3534.3 |  |  | DC12-24V
112145120 | E50S8-15-3-N-5-CS | 3534.3 |  |  | DC5V
112145130 | E50S8-20-3-N-24-CS | 3534.3 |  |  | DC12-24V
112145140 | E50S8-20-3-N-5-CS | 3534.3 |  |  | DC5V
112145150 | E50S8-23-3-N-24-CS | 3534.3 |  |  | DC12-24V
112145160 | E50S8-23-3-N-5-CS | 3534.3 |  |  | DC5V
112145170 | E50S8-25-3-N-24-CS | 3534.3 |  |  | DC12-24V
112145180 | E50S8-25-3-N-5-CS | 3534.3 |  |  | DC5V
112145190 | E50S8-30-3-N-24-CS | 3534.3 |  |  | DC12-24V
112145200 | E50S8-30-3-N-5-CS | 3534.3 |  |  | DC5V
112145210 | E50S8-35-3-N-24-CS | 3534.3 |  |  | DC12-24V
112145220 | E50S8-35-3-N-5-CS | 3534.3 |  |  | DC5V
112145230 | E50S8-40-3-N-24-CS | 3534.3 |  |  | DC12-24V
112145240 | E50S8-40-3-N-5-CS | 3534.3 |  |  | DC5V
112145250 | E50S8-45-3-N-24-CS | 3534.3 |  |  | DC12-24V
112145260 | E50S8-45-3-N-5-CS | 3534.3 |  |  | DC5V
112145270 | E50S8-50-3-N-24-CS | 3534.3 |  |  | DC12-24V
112145280 | E50S8-50-3-N-5-CS | 3534.3 |  |  | DC5V
112145290 | E50S8-60-3-N-24-CS | 3534.3 |  |  | DC12-24V
112145300 | E50S8-60-3-N-5-CS | 3534.3 |  |  | DC5V
112145310 | E50S8-75-3-N-24-CS | 3534.3 |  |  | DC12-24V
112145320 | E50S8-75-3-N-5-CS | 3534.3 |  |  | DC5V
112145330 | E50S8-100-3-N-24-CS | 3534.3 |  |  | DC12-24V
112145340 | E50S8-100-3-N-5-CS | 3534.3 |  |  | DC5V
112145350 | E50S8-120-3-N-24-CS | 3534.3 |  |  | DC12-24V
112145360 | E50S8-120-3-N-5-CS | 3534.3 |  |  | DC5V
112145370 | E50S8-125-3-N-24-CS | 3534.3 |  |  | DC12-24V
112145380 | E50S8-125-3-N-5-CS | 3534.3 |  |  | DC5V
112145390 | E50S8-150-3-N-24-CS | 3534.3 |  |  | DC12-24V
112145400 | E50S8-150-3-N-5-CS | 3534.3 |  |  | DC5V
112145410 | E50S8-192-3-N-24-CS | 3534.3 |  |  | DC12-24V
112145420 | E50S8-192-3-N-5-CS | 3534.3 |  |  | DC5V
112145430 | E50S8-200-3-N-24-CS | 3534.3 |  |  | DC12-24V
112145440 | E50S8-200-3-N-5-CS | 3534.3 |  |  | DC5V
112145450 | E50S8-240-3-N-24-CS | 3534.3 |  |  | DC12-24V
112145460 | E50S8-240-3-N-5-CS | 3534.3 |  |  | DC5V
112145470 | E50S8-250-3-N-24-CS | 3534.3 |  |  | DC12-24V
112145480 | E50S8-250-3-N-5-CS | 3534.3 |  |  | DC5V
112145490 | E50S8-256-3-N-24-CS | 3534.3 |  |  | DC12-24V
112145500 | E50S8-256-3-N-5-CS | 3534.3 |  |  | DC5V
112145510 | E50S8-300-3-N-24-CS | 3534.3 |  |  | DC12-24V
112145520 | E50S8-300-3-N-5-CS | 3534.3 |  |  | DC5V
112145530 | E50S8-360-3-N-24-CS | 3534.3 |  |  | DC12-24V
112145540 | E50S8-360-3-N-5-CS | 3534.3 |  |  | DC5V
112145550 | E50S8-400-3-N-24-CS | 3534.3 |  |  | DC12-24V
112145560 | E50S8-400-3-N-5-CS | 3534.3 |  |  | DC5V
112145570 | E50S8-500-3-N-24-CS | 3534.3 |  |  | DC12-24V
112145580 | E50S8-500-3-N-5-CS | 3534.3 |  |  | DC5V
112145590 | E50S8-512-3-N-24-CS | 3534.3 |  |  | DC12-24V
112145600 | E50S8-512-3-N-5-CS | 3534.3 |  |  | DC5V
112145610 | E50S8-600-3-N-24-CS | 3534.3 |  |  | DC12-24V
112145620 | E50S8-600-3-N-5-CS | 3534.3 |  |  | DC5V
112145630 | E50S8-800-3-N-24-CS | 3534.3 |  |  | DC12-24V
112145640 | E50S8-800-3-N-5-CS | 3534.3 |  |  | DC5V
112145650 | E50S8-1000-3-N-24-CS | 4227.3 |  |  | DC12-24V
112145660 | E50S8-1000-3-N-5-CS | 4227.3 |  |  | DC5V
112145670 | E50S8-1024-3-N-24-CS | 4227.3 |  |  | DC12-24V
112145680 | E50S8-1024-3-N-5-CS | 4227.3 |  |  | DC5V
112145690 | E50S8-1200-3-N-24-CS | 4227.3 |  |  | DC12-24V
112145700 | E50S8-1200-3-N-5-CS | 4227.3 |  |  | DC5V
112145710 | E50S8-1500-3-N-24-CS | 4227.3 |  |  | DC12-24V
112145720 | E50S8-1500-3-N-5-CS | 4227.3 |  |  | DC5V
112145730 | E50S8-1800-3-N-24-CS | 4227.3 |  |  | DC12-24V
112145740 | E50S8-1800-3-N-5-CS | 4227.3 |  |  | DC5V
112145750 | E50S8-2000-3-N-24-CS | 4227.3 |  |  | DC12-24V
112145760 | E50S8-2000-3-N-5-CS | 4227.3 |  |  | DC5V
112145770 | E50S8-2048-3-N-24-CS | 4227.3 |  |  | DC12-24V
112145780 | E50S8-2048-3-N-5-CS | 4227.3 |  |  | DC5V
112145790 | E50S8-2500-3-N-24-CS | 4227.3 |  |  | DC12-24V
112145800 | E50S8-2500-3-N-5-CS | 4227.3 |  |  | DC5V
112145810 | E50S8-3000-3-N-24-CS | 4227.3 |  |  | DC12-24V
112145820 | E50S8-3000-3-N-5-CS | 4227.3 |  |  | DC5V
112145830 | E50S8-3600-3-N-24-CS | 4227.3 |  |  | DC12-24V
112145840 | E50S8-3600-3-N-5-CS | 4227.3 |  |  | DC5V
112145850 | E50S8-5000-3-N-24-CS | 5620.23 |  |  | DC12-24V
112145860 | E50S8-5000-3-N-5-CS | 5620.23 |  |  | DC5V
112145870 | E50S8-6000-3-N-24-CS | 5918.22 |  |  | DC12-24V
112145880 | E50S8-6000-3-N-5-CS | 5918.22 |  |  | DC5V
112145890 | E50S8-8000-3-N-24-CS | 6223.14 |  |  | DC12-24V
112145900 | E50S8-8000-3-N-5-CS | 6223.14 |  |  | DC5V
112146010 | E50S8-1-2-V-24-CS | 3534.3 |  |  | DC12-24V
112146020 | E50S8-1-2-V-5-CS | 3534.3 |  |  | DC5V
112146030 | E50S8-2-2-V-24-CS | 3534.3 |  |  | DC12-24V
112146040 | E50S8-2-2-V-5-CS | 3534.3 |  |  | DC5V
112146050 | E50S8-5-2-V-24-CS | 3534.3 |  |  | DC12-24V
112146060 | E50S8-5-2-V-5-CS | 3534.3 |  |  | DC5V
112146070 | E50S8-10-3-V-24-CS | 3534.3 |  |  | DC12-24V
112146080 | E50S8-10-3-V-5-CS | 3534.3 |  |  | DC5V
112146090 | E50S8-12-2-V-24-CS | 3534.3 |  |  | DC12-24V
112146100 | E50S8-12-2-V-5-CS | 3534.3 |  |  | DC5V
112146110 | E50S8-15-3-V-24-CS | 3534.3 |  |  | DC12-24V
112146120 | E50S8-15-3-V-5-CS | 3534.3 |  |  | DC5V
112146130 | E50S8-20-3-V-24-CS | 3534.3 |  |  | DC12-24V
112146140 | E50S8-20-3-V-5-CS | 3534.3 |  |  | DC5V
112146150 | E50S8-23-3-V-24-CS | 3534.3 |  |  | DC12-24V
112146160 | E50S8-23-3-V-5-CS | 3534.3 |  |  | DC5V
112146170 | E50S8-25-3-V-24-CS | 3534.3 |  |  | DC12-24V
112146180 | E50S8-25-3-V-5-CS | 3534.3 |  |  | DC5V
112146190 | E50S8-30-3-V-24-CS | 3534.3 |  |  | DC12-24V
112146200 | E50S8-30-3-V-5-CS | 3534.3 |  |  | DC5V
112146210 | E50S8-35-3-V-24-CS | 3534.3 |  |  | DC12-24V
112146220 | E50S8-35-3-V-5-CS | 3534.3 |  |  | DC5V
112146230 | E50S8-40-3-V-24-CS | 3534.3 |  |  | DC12-24V
112146240 | E50S8-40-3-V-5-CS | 3534.3 |  |  | DC5V
112146250 | E50S8-45-3-V-24-CS | 3534.3 |  |  | DC12-24V
112146260 | E50S8-45-3-V-5-CS | 3534.3 |  |  | DC5V
112146270 | E50S8-50-3-V-24-CS | 3534.3 |  |  | DC12-24V
112146280 | E50S8-50-3-V-5-CS | 3534.3 |  |  | DC5V
112146290 | E50S8-60-3-V-24-CS | 3534.3 |  |  | DC12-24V
112146300 | E50S8-60-3-V-5-CS | 3534.3 |  |  | DC5V
112146310 | E50S8-75-3-V-24-CS | 3534.3 |  |  | DC12-24V
112146320 | E50S8-75-3-V-5-CS | 3534.3 |  |  | DC5V
112146330 | E50S8-100-3-V-24-CS | 3534.3 |  |  | DC12-24V
112146340 | E50S8-100-3-V-5-CS | 3534.3 |  |  | DC5V
112146350 | E50S8-120-3-V-24-CS | 3534.3 |  |  | DC12-24V
112146360 | E50S8-120-3-V-5-CS | 3534.3 |  |  | DC5V
112146370 | E50S8-125-3-V-24-CS | 3534.3 |  |  | DC12-24V
112146380 | E50S8-125-3-V-5-CS | 3534.3 |  |  | DC5V
112146390 | E50S8-150-3-V-24-CS | 3534.3 |  |  | DC12-24V
112146400 | E50S8-150-3-V-5-CS | 3534.3 |  |  | DC5V
112146410 | E50S8-192-3-V-24-CS | 3534.3 |  |  | DC12-24V
112146420 | E50S8-192-3-V-5-CS | 3534.3 |  |  | DC5V
112146430 | E50S8-200-3-V-24-CS | 3534.3 |  |  | DC12-24V
112146440 | E50S8-200-3-V-5-CS | 3534.3 |  |  | DC5V
112146450 | E50S8-240-3-V-24-CS | 3534.3 |  |  | DC12-24V
112146460 | E50S8-240-3-V-5-CS | 3534.3 |  |  | DC5V
112146470 | E50S8-250-3-V-24-CS | 3534.3 |  |  | DC12-24V
112146480 | E50S8-250-3-V-5-CS | 3534.3 |  |  | DC5V
112146490 | E50S8-256-3-V-24-CS | 3534.3 |  |  | DC12-24V
112146500 | E50S8-256-3-V-5-CS | 3534.3 |  |  | DC5V
112146510 | E50S8-300-3-V-24-CS | 3534.3 |  |  | DC12-24V
112146520 | E50S8-300-3-V-5-CS | 3534.3 |  |  | DC5V
112146530 | E50S8-360-3-V-24-CS | 3534.3 |  |  | DC12-24V
112146540 | E50S8-360-3-V-5-CS | 3534.3 |  |  | DC5V
112146550 | E50S8-400-3-V-24-CS | 3534.3 |  |  | DC12-24V
112146560 | E50S8-400-3-V-5-CS | 3534.3 |  |  | DC5V
112146570 | E50S8-500-3-V-24-CS | 3534.3 |  |  | DC12-24V
112146580 | E50S8-500-3-V-5-CS | 3534.3 |  |  | DC5V
112146590 | E50S8-512-3-V-24-CS | 3534.3 |  |  | DC12-24V
112146600 | E50S8-512-3-V-5-CS | 3534.3 |  |  | DC5V
112146610 | E50S8-600-3-V-24-CS | 3534.3 |  |  | DC12-24V
112146620 | E50S8-600-3-V-5-CS | 3534.3 |  |  | DC5V
112146630 | E50S8-800-3-V-24-CS | 3534.3 |  |  | DC12-24V
112146640 | E50S8-800-3-V-5-CS | 3534.3 |  |  | DC5V
112146650 | E50S8-1000-3-V-24-CS | 4227.3 |  |  | DC12-24V
112146660 | E50S8-1000-3-V-5-CS | 4227.3 |  |  | DC5V
112146670 | E50S8-1024-3-V-24-CS | 4227.3 |  |  | DC12-24V
112146680 | E50S8-1024-3-V-5-CS | 4227.3 |  |  | DC5V
112146690 | E50S8-1200-3-V-24-CS | 4227.3 |  |  | DC12-24V
112146700 | E50S8-1200-3-V-5-CS | 4227.3 |  |  | DC5V
112146710 | E50S8-1500-3-V-24-CS | 4227.3 |  |  | DC12-24V
112146720 | E50S8-1500-3-V-5-CS | 4227.3 |  |  | DC5V
112146730 | E50S8-1800-3-V-24-CS | 4227.3 |  |  | DC12-24V
112146740 | E50S8-1800-3-V-5-CS | 4227.3 |  |  | DC5V
112146750 | E50S8-2000-3-V-24-CS | 4227.3 |  |  | DC12-24V
112146760 | E50S8-2000-3-V-5-CS | 4227.3 |  |  | DC5V
112146770 | E50S8-2048-3-V-24-CS | 4227.3 |  |  | DC12-24V
112146780 | E50S8-2048-3-V-5-CS | 4227.3 |  |  | DC5V
112146790 | E50S8-2500-3-V-24-CS | 4227.3 |  |  | DC12-24V
112146800 | E50S8-2500-3-V-5-CS | 4227.3 |  |  | DC5V
112146810 | E50S8-3000-3-V-24-CS | 4227.3 |  |  | DC12-24V
112146820 | E50S8-3000-3-V-5-CS | 4227.3 |  |  | DC5V
112146830 | E50S8-3600-3-V-24-CS | 4227.3 |  |  | DC12-24V
112146840 | E50S8-3600-3-V-5-CS | 4227.3 |  |  | DC5V
112146850 | E50S8-5000-3-V-24-CS | 5620.23 |  |  | DC12-24V
112146860 | E50S8-5000-3-V-5-CS | 5620.23 |  |  | DC5V
112146870 | E50S8-6000-3-V-24-CS | 5918.22 |  |  | DC12-24V
112146880 | E50S8-6000-3-V-5-CS | 5918.22 |  |  | DC5V
112146890 | E50S8-8000-3-V-24-CS | 6223.14 |  |  | DC12-24V
112146900 | E50S8-8000-3-V-5-CS | 6223.14 |  |  | DC5V
112147010 | E50S8-1-4-L-5-CS | 4227.3 |  |  | DC5V
112147020 | E50S8-2-4-L-5-CS | 4227.3 |  |  | DC5V
112147030 | E50S8-5-4-L-5-CS | 4227.3 |  |  | DC5V
112147040 | E50S8-10-6-L-5-CS | 4227.3 |  |  | DC5V
112147050 | E50S8-12-4-L-5-CS | 4227.3 |  |  | DC5V
112147060 | E50S8-15-6-L-5-CS | 4227.3 |  |  | DC5V
112147070 | E50S8-20-6-L-5-CS | 4227.3 |  |  | DC5V
112147080 | E50S8-23-6-L-5-CS | 4227.3 |  |  | DC5V
112147090 | E50S8-25-6-L-5-CS | 4227.3 |  |  | DC5V
112147100 | E50S8-30-6-L-5-CS | 4227.3 |  |  | DC5V
112147110 | E50S8-35-6-L-5-CS | 4227.3 |  |  | DC5V
112147120 | E50S8-40-6-L-5-CS | 4227.3 |  |  | DC5V
112147130 | E50S8-45-6-L-5-CS | 4227.3 |  |  | DC5V
112147140 | E50S8-50-6-L-5-CS | 4227.3 |  |  | DC5V
112147150 | E50S8-60-6-L-5-CS | 4227.3 |  |  | DC5V
112147160 | E50S8-75-6-L-5-CS | 4227.3 |  |  | DC5V
112147170 | E50S8-100-6-L-5-CS | 4227.3 |  |  | DC5V
112147180 | E50S8-120-6-L-5-CS | 4227.3 |  |  | DC5V
112147190 | E50S8-125-6-L-5-CS | 4227.3 |  |  | DC5V
112147200 | E50S8-150-6-L-5-CS | 4227.3 |  |  | DC5V
112147210 | E50S8-192-6-L-5-CS | 4227.3 |  |  | DC5V
112147220 | E50S8-200-6-L-5-CS | 4227.3 |  |  | DC5V
112147230 | E50S8-240-6-L-5-CS | 4227.3 |  |  | DC5V
112147240 | E50S8-250-6-L-5-CS | 4227.3 |  |  | DC5V
112147250 | E50S8-256-6-L-5-CS | 4227.3 |  |  | DC5V
112147260 | E50S8-300-6-L-5-CS | 4227.3 |  |  | DC5V
112147270 | E50S8-360-6-L-5-CS | 4227.3 |  |  | DC5V
112147280 | E50S8-400-6-L-5-CS | 4227.3 |  |  | DC5V
112147290 | E50S8-500-6-L-5-CS | 4227.3 |  |  | DC5V
112147300 | E50S8-512-6-L-5-CS | 4227.3 |  |  | DC5V
112147310 | E50S8-600-6-L-5-CS | 4227.3 |  |  | DC5V
112147320 | E50S8-800-6-L-5-CS | 4227.3 |  |  | DC5V
112147330 | E50S8-1000-6-L-5-CS | 4920.3 |  |  | DC5V
112147340 | E50S8-1024-6-L-5-CS | 4920.3 |  |  | DC5V
112147350 | E50S8-1200-6-L-5-CS | 4920.3 |  |  | DC5V
112147360 | E50S8-1500-6-L-5-CS | 4920.3 |  |  | DC5V
112147370 | E50S8-1800-6-L-5-CS | 4920.3 |  |  | DC5V
112147380 | E50S8-2000-6-L-5-CS | 4920.3 |  |  | DC5V
112147390 | E50S8-2048-6-L-5-CS | 4920.3 |  |  | DC5V
112147400 | E50S8-2500-6-L-5-CS | 4920.3 |  |  | DC5V
112147410 | E50S8-3000-6-L-5-CS | 4920.3 |  |  | DC5V
112147420 | E50S8-3600-6-L-5-CS | 4920.3 |  |  | DC5V
112147430 | E50S8-5000-6-L-5-CS | 6285.51 |  |  | DC5V
112147440 | E50S8-6000-6-L-5-CS | 6583.5 |  |  | DC5V
112147450 | E50S8-8000-6-L-5-CS | 6888.42 |  |  | DC5V
112150010 | E20HB2-100-3-N-12-R | 3354.12 |  |  | DC12V
112150020 | E20HB2-100-3-N-5-R | 3354.12 |  |  | DC5V
112150030 | E20HB2-200-3-N-12-R | 3354.12 |  |  | DC12V
112150040 | E20HB2-200-3-N-5-R | 3354.12 |  |  | DC5V
112150050 | E20HB2-360-3-N-12-R | 4047.12 |  |  | DC12V
112150060 | E20HB2-360-3-N-5-R | 4047.12 |  |  | DC5V
112150090 | E20HB2-320-3-N-12-R | 4047.12 |  |  | DC12V
112150100 | E20HB2-320-3-N-5-R | 4047.12 |  |  | DC5V
112150110 | E20HB2-100-3-V-12-R | 3354.12 |  |  | DC12V
112150120 | E20HB2-100-3-V-5-R | 3354.12 |  |  | DC5V
112150130 | E20HB2-200-3-V-12-R | 3354.12 |  |  | DC12V
112150140 | E20HB2-200-3-V-5-R | 3354.12 |  |  | DC5V
112150150 | E20HB2-360-3-V-12-R | 4047.12 |  |  | DC12V
112150160 | E20HB2-360-3-V-5-R | 4047.12 |  |  | DC5V
112150190 | E20HB2-320-3-V-12-R | 4047.12 |  |  | DC12V
112150200 | E20HB2-320-3-V-5-R | 4047.12 |  |  | DC5V
112150210 | E20HB2-100-6-L-5-R | 3354.12 |  |  | DC5V
112150220 | E20HB2-200-6-L-5-R | 3354.12 |  |  | DC5V
112150230 | E20HB2-360-6-L-5-R | 4047.12 |  |  | DC5V
112150250 | E20HB2-320-6-L-5-R | 4047.12 |  |  | DC5V
112150310 | E20HB2-100-3-N-12-S | 3354.12 |  |  | DC12V
112150320 | E20HB2-100-3-N-5-S | 3354.12 |  |  | DC5V
112150330 | E20HB2-200-3-N-12-S | 3354.12 |  |  | DC12V
112150340 | E20HB2-200-3-N-5-S | 3354.12 |  |  | DC5V
112150350 | E20HB2-360-3-N-12-S | 4047.12 |  |  | DC12V
112150360 | E20HB2-360-3-N-5-S | 4047.12 |  |  | DC5V
112150390 | E20HB2-320-3-N-12-S | 4047.12 |  |  | DC12V
112150400 | E20HB2-320-3-N-5-S | 4047.12 |  |  | DC5V
112150410 | E20HB2-100-3-V-12-S | 3354.12 |  |  | DC12V
112150420 | E20HB2-100-3-V-5-S | 3354.12 |  |  | DC5V
112150430 | E20HB2-200-3-V-12-S | 3354.12 |  |  | DC12V
112150440 | E20HB2-200-3-V-5-S | 3354.12 |  |  | DC5V
112150450 | E20HB2-360-3-V-12-S | 4047.12 |  |  | DC12V
112150460 | E20HB2-360-3-V-5-S | 4047.12 |  |  | DC5V
112150490 | E20HB2-320-3-V-12-S | 4047.12 |  |  | DC12V
112150500 | E20HB2-320-3-V-5-S | 4047.12 |  |  | DC5V
112150510 | E20HB2-100-6-L-5-S | 3354.12 |  |  | DC5V
112150520 | E20HB2-200-6-L-5-S | 3354.12 |  |  | DC5V
112150530 | E20HB2-360-6-L-5-S | 4047.12 |  |  | DC5V
112150550 | E20HB2-320-6-N-5-S | 4047.12 |  |  | DC5V
112150610 | E20HB2.5-100-3-N-12-R | 3700.62 |  |  | DC12V
112150620 | E20HB2.5-100-3-N-5-R | 3700.62 |  |  | DC5V
112150630 | E20HB2.5-200-3-N-12-R | 3700.62 |  |  | DC12V
112150640 | E20HB2.5-200-3-N-5-R | 3700.62 |  |  | DC5V
112150650 | E20HB2.5-360-3-N-12-R | 4393.62 |  |  | DC12V
112150660 | E20HB2.5-360-3-N-5-R | 4393.62 |  |  | DC5V
112150690 | E20HB2.5-320-3-N-12-R | 4393.62 |  |  | DC12V
112150700 | E20HB2.5-320-3-N-5-R | 4393.62 |  |  | DC5V
112150710 | E20HB2.5-100-3-V-12-R | 3700.62 |  |  | DC12V
112150720 | E20HB2.5-100-3-V-5-R | 3700.62 |  |  | DC5V
112150730 | E20HB2.5-200-3-V-12-R | 3700.62 |  |  | DC12V
112150740 | E20HB2.5-200-3-V-5-R | 3700.62 |  |  | DC5V
112150750 | E20HB2.5-360-3-V-12-R | 4393.62 |  |  | DC12V
112150760 | E20HB2.5-360-3-V-5-R | 4393.62 |  |  | DC5V
112150790 | E20HB2.5-320-3-V-12-R | 4393.62 |  |  | DC12V
112150800 | E20HB2.5-320-3-V-5-R | 4393.62 |  |  | DC5V
112150810 | E20HB2.5-100-6-L-5-R | 3700.62 |  |  | DC5V
112150820 | E20HB2.5-200-6-L-5-R | 3700.62 |  |  | DC5V
112150830 | E20HB2.5-360-6-L-5-R | 4393.62 |  |  | DC5V
112150850 | E20HB2.5-320-6-L-5-R | 4393.62 |  |  | DC5V
112150910 | E20HB2.5-100-3-N-12-S | 3700.62 |  |  | DC12V
112150920 | E20HB2.5-100-3-N-5-S | 3700.62 |  |  | DC5V
112150930 | E20HB2.5-200-3-N-12-S | 3700.62 |  |  | DC12V
112150940 | E20HB2.5-200-3-N-5-S | 3700.62 |  |  | DC5V
112150950 | E20HB2.5-360-3-N-12-S | 4393.62 |  |  | DC12V
112150960 | E20HB2.5-360-3-N-5-S | 4393.62 |  |  | DC5V
112150990 | E20HB2.5-320-3-N-12-S | 4393.62 |  |  | DC12V
112151000 | E20HB2.5-320-3-N-5-S | 4393.62 |  |  | DC5V
112151010 | E20HB2.5-100-3-V-12-S | 3700.62 |  |  | DC12V
112151020 | E20HB2.5-100-3-V-5-S | 3700.62 |  |  | DC5V
112151030 | E20HB2.5-200-3-V-12-S | 3700.62 |  |  | DC12V
112151040 | E20HB2.5-200-3-V-5-S | 3700.62 |  |  | DC5V
112151050 | E20HB2.5-360-3-V-12-S | 4393.62 |  |  | DC12V
112151060 | E20HB2.5-360-3-V-5-S | 4393.62 |  |  | DC5V
112151090 | E20HB2.5-320-3-V-12-S | 4393.62 |  |  | DC12V
112151100 | E20HB2.5-320-3-V-5-S | 4393.62 |  |  | DC5V
112151110 | E20HB2.5-100-6-L-5-S | 3700.62 |  |  | DC5V
112151120 | E20HB2.5-200-6-L-5-S | 3700.62 |  |  | DC5V
112151130 | E20HB2.5-360-6-L-5-S | 4393.62 |  |  | DC5V
112151150 | E20HB2.5-320-6-L-5-S | 4393.62 |  |  | DC5V
112151210 | E20HB3-100-3-N-12-R | 3700.62 |  |  | DC12V
112151220 | E20HB3-100-3-N-5-R | 3700.62 |  |  | DC5V
112151230 | E20HB3-200-3-N-12-R | 3700.62 |  |  | DC12V
112151240 | E20HB3-200-3-N-5-R | 3700.62 |  |  | DC5V
112151250 | E20HB3-360-3-N-12-R | 4393.62 |  |  | DC12V
112151260 | E20HB3-360-3-N-5-R | 4393.62 |  |  | DC5V
112151290 | E20HB3-320-3-N-12-R | 4393.62 |  |  | DC12V
112151300 | E20HB3-320-3-N-5-R | 4393.62 |  |  | DC5V
112151310 | E20HB3-100-3-V-12-R | 3700.62 |  |  | DC12V
112151320 | E20HB3-100-3-V-5-R | 3700.62 |  |  | DC5V
112151330 | E20HB3-200-3-V-12-R | 3700.62 |  |  | DC12V
112151340 | E20HB3-200-3-V-5-R | 3700.62 |  |  | DC5V
112151350 | E20HB3-360-3-V-12-R | 4393.62 |  |  | DC12V
112151360 | E20HB3-360-3-V-5-R | 4393.62 |  |  | DC5V
112151390 | E20HB3-320-3-V-12-R | 4393.62 |  |  | DC12V
112151400 | E20HB3-320-3-V-5-R | 4393.62 |  |  | DC5V
112151410 | E20HB3-100-6-L-5-R | 3700.62 |  |  | DC5V
112151420 | E20HB3-200-6-L-5-R | 3700.62 |  |  | DC5V
112151430 | E20HB3-360-6-L-5-R | 4393.62 |  |  | DC5V
112151450 | E20HB3-320-6-L-5-R | 4393.62 |  |  | DC5V
112151510 | E20HB3-100-3-N-12-S | 3700.62 |  |  | DC12V
112151520 | E20HB3-100-3-N-5-S | 3700.62 |  |  | DC5V
112151530 | E20HB3-200-3-N-12-S | 3700.62 |  |  | DC12V
112151540 | E20HB3-200-3-N-5-S | 3700.62 |  |  | DC5V
112151550 | E20HB3-360-3-N-12-S | 4393.62 |  |  | DC12V
112151560 | E20HB3-360-3-N-5-S | 4393.62 |  |  | DC5V
112151580 | E20HB3-1000-3-N-5-S | 0 |  |  | DC5V
112151590 | E20HB3-320-3-N-12-S | 4393.62 |  |  | DC12V
112151600 | E20HB3-320-3-N-5-S | 4393.62 |  |  | DC5V
112151610 | E20HB3-100-3-V-12-S | 3700.62 |  |  | DC12V
112151620 | E20HB3-100-3-V-5-S | 3700.62 |  |  | DC5V
112151630 | E20HB3-200-3-V-12-S | 3700.62 |  |  | DC12V
112151640 | E20HB3-200-3-V-5-S | 3700.62 |  |  | DC5V
112151650 | E20HB3-360-3-V-12-S | 4393.62 |  |  | DC12V
112151660 | E20HB3-360-3-V-5-S | 4393.62 |  |  | DC5V
112151690 | E20HB3-320-3-V-12-S | 4393.62 |  |  | DC12V
112151700 | E20HB3-320-3-V-5-S | 4393.62 |  |  | DC5V
112151710 | E20HB3-100-6-L-5-S | 3700.62 |  |  | DC5V
112151720 | E20HB3-200-6-L-5-S | 3700.62 |  |  | DC5V
112151730 | E20HB3-360-6-L-5-S | 4393.62 |  |  | DC5V
112151750 | E20HB3-320-6-L-5-S | 4393.62 |  |  | DC5V
112160010 | E58H12-1-2-T-24 | 4573.8 |  |  | DC12-24V
112160011 | E58H12-1-2-T-5 | 4573.8 |  |  | DC5V
112160020 | E58H12-2-2-T-24 | 4573.8 |  |  | DC12-24V
112160021 | E58H12-2-2-T-5 | 4573.8 |  |  | DC5V
112160030 | E58H12-5-2-T-24 | 4573.8 |  |  | DC12-24V
112160031 | E58H12-5-2-T-5 | 4573.8 |  |  | DC5V
112160040 | E58H12-10-3-T-24 | 4573.8 |  |  | DC12-24V
112160041 | E58H12-10-3-T-5 | 4573.8 |  |  | DC5V
112160050 | E58H12-12-2-T-24 | 4573.8 |  |  | DC12-24V
112160051 | E58H12-12-2-T-5 | 4573.8 |  |  | DC5V
112160060 | E58H12-15-3-T-24 | 4573.8 |  |  | DC12-24V
112160061 | E58H12-15-3-T-5 | 4573.8 |  |  | DC5V
112160070 | E58H12-20-3-T-24 | 4573.8 |  |  | DC12-24V
112160071 | E58H12-20-3-T-5 | 4573.8 |  |  | DC5V
112160080 | E58H12-23-3-T-24 | 4573.8 |  |  | DC12-24V
112160081 | E58H12-23-3-T-5 | 4573.8 |  |  | DC5V
112160090 | E58H12-25-3-T-24 | 4573.8 |  |  | DC12-24V
112160091 | E58H12-25-3-T-5 | 4573.8 |  |  | DC5V
112160100 | E58H12-30-3-T-24 | 4573.8 |  |  | DC12-24V
112160101 | E58H12-30-3-T-5 | 4573.8 |  |  | DC5V
112160110 | E58H12-35-3-T-24 | 4573.8 |  |  | DC12-24V
112160111 | E58H12-35-3-T-5 | 4573.8 |  |  | DC5V
112160120 | E58H12-40-3-T-24 | 4573.8 |  |  | DC12-24V
112160121 | E58H12-40-3-T-5 | 4573.8 |  |  | DC5V
112160130 | E58H12-45-3-T-24 | 4573.8 |  |  | DC12-24V
112160131 | E58H12-45-3-T-5 | 4573.8 |  |  | DC5V
112160140 | E58H12-50-3-T-24 | 4573.8 |  |  | DC12-24V
112160141 | E58H12-50-3-T-5 | 4573.8 |  |  | DC5V
112160150 | E58H12-60-3-T-24 | 4573.8 |  |  | DC12-24V
112160151 | E58H12-60-3-T-5 | 4573.8 |  |  | DC5V
112160160 | E58H12-75-3-T-24 | 4573.8 |  |  | DC12-24V
112160161 | E58H12-75-3-T-5 | 4573.8 |  |  | DC5V
112160170 | E58H12-100-3-T-24 | 4573.8 |  |  | DC12-24V
112160171 | E58H12-100-3-T-5 | 4573.8 |  |  | DC5V
112160180 | E58H12-120-3-T-24 | 4573.8 |  |  | DC12-24V
112160181 | E58H12-120-3-T-5 | 4573.8 |  |  | DC5V
112160190 | E58H12-125-3-T-24 | 4573.8 |  |  | DC12-24V
112160191 | E58H12-125-3-T-5 | 4573.8 |  |  | DC5V
112160200 | E58H12-150-3-T-24 | 4573.8 |  |  | DC12-24V
112160201 | E58H12-150-3-T-5 | 4573.8 |  |  | DC5V
112160210 | E58H12-192-3-T-24 | 4573.8 |  |  | DC12-24V
112160211 | E58H12-192-3-T-5 | 4573.8 |  |  | DC5V
112160220 | E58H12-200-3-T-24 | 4573.8 |  |  | DC12-24V
112160221 | E58H12-200-3-T-5 | 4573.8 |  |  | DC5V
112160230 | E58H12-240-3-T-24 | 4573.8 |  |  | DC12-24V
112160231 | E58H12-240-3-T-5 | 4573.8 |  |  | DC5V
112160240 | E58H12-250-3-T-24 | 4573.8 |  |  | DC12-24V
112160241 | E58H12-250-3-T-5 | 4573.8 |  |  | DC5V
112160250 | E58H12-256-3-T-24 | 4573.8 |  |  | DC12-24V
112160251 | E58H12-256-3-T-5 | 4573.8 |  |  | DC5V
112160260 | E58H12-300-3-T-24 | 4573.8 |  |  | DC12-24V
112160261 | E58H12-300-3-T-5 | 4573.8 |  |  | DC5V
112160270 | E58H12-360-3-T-24 | 4573.8 |  |  | DC12-24V
112160271 | E58H12-360-3-T-5 | 4573.8 |  |  | DC5V
112160280 | E58H12-400-3-T-24 | 4573.8 |  |  | DC12-24V
112160281 | E58H12-400-3-T-5 | 4573.8 |  |  | DC5V
112160290 | E58H12-500-3-T-24 | 4573.8 |  |  | DC12-24V
112160291 | E58H12-500-3-T-5 | 4573.8 |  |  | DC5V
112160300 | E58H12-512-3-T-24 | 4573.8 |  |  | DC12-24V
112160301 | E58H12-512-3-T-5 | 4573.8 |  |  | DC5V
112160310 | E58H12-600-3-T-24 | 4573.8 |  |  | DC12-24V
112160311 | E58H12-600-3-T-5 | 4573.8 |  |  | DC5V
112160320 | E58H12-800-3-T-24 | 4573.8 |  |  | DC12-24V
112160321 | E58H12-800-3-T-5 | 4573.8 |  |  | DC5V
112160330 | E58H12-1000-3-T-24 | 5266.8 |  |  | DC12-24V
112160331 | E58H12-1000-3-T-5 | 5266.8 |  |  | DC5V
112160340 | E58H12-1024-3-T-24 | 5266.8 |  |  | DC12-24V
112160341 | E58H12-1024-3-T-5 | 5266.8 |  |  | DC5V
112160350 | E58H12-1200-3-T-24 | 5266.8 |  |  | DC12-24V
112160351 | E58H12-1200-3-T-5 | 5266.8 |  |  | DC5V
112160360 | E58H12-1500-3-T-24 | 5266.8 |  |  | DC12-24V
112160361 | E58H12-1500-3-T-5 | 5266.8 |  |  | DC5V
112160370 | E58H12-1800-3-T-24 | 5266.8 |  |  | DC12-24V
112160371 | E58H12-1800-3-T-5 | 5266.8 |  |  | DC5V
112160380 | E58H12-2000-3-T-24 | 5266.8 |  |  | DC12-24V
112160381 | E58H12-2000-3-T-5 | 5266.8 |  |  | DC5V
112160390 | E58H12-2048-3-T-24 | 5266.8 |  |  | DC12-24V
112160391 | E58H12-2048-3-T-5 | 5266.8 |  |  | DC5V
112160400 | E58H12-2500-3-T-24 | 5266.8 |  |  | DC12-24V
112160401 | E58H12-2500-3-T-5 | 5266.8 |  |  | DC5V
112160410 | E58H12-3000-3-T-24 | 5266.8 |  |  | DC12-24V
112160411 | E58H12-3000-3-T-5 | 5266.8 |  |  | DC5V
112160420 | E58H12-3600-3-T-24 | 5266.8 |  |  | DC12-24V
112160421 | E58H12-3600-3-T-5 | 5266.8 |  |  | DC5V
112160430 | E58H12-5000-3-T-24 | 6306.3 |  |  | DC12-24V
112160431 | E58H12-5000-3-T-5 | 6306.3 |  |  | DC5V
112160510 | E58H12-1-2-N-24 | 4573.8 |  |  | DC12-24V
112160511 | E58H12-1-2-N-5 | 4573.8 |  |  | DC5V
112160520 | E58H12-2-2-N-24 | 4573.8 |  |  | DC12-24V
112160521 | E58H12-2-2-N-5 | 4573.8 |  |  | DC5V
112160530 | E58H12-5-2-N-24 | 4573.8 |  |  | DC12-24V
112160531 | E58H12-5-2-N-5 | 4573.8 |  |  | DC5V
112160540 | E58H12-10-3-N-24 | 4573.8 |  |  | DC12-24V
112160541 | E58H12-10-3-N-5 | 4573.8 |  |  | DC5V
112160550 | E58H12-12-2-N-24 | 4573.8 |  |  | DC12-24V
112160551 | E58H12-12-2-N-5 | 4573.8 |  |  | DC5V
112160560 | E58H12-15-3-N-24 | 4573.8 |  |  | DC12-24V
112160561 | E58H12-15-3-N-5 | 4573.8 |  |  | DC5V
112160570 | E58H12-20-3-N-24 | 4573.8 |  |  | DC12-24V
112160571 | E58H12-20-3-N-5 | 4573.8 |  |  | DC5V
112160580 | E58H12-23-3-N-24 | 4573.8 |  |  | DC12-24V
112160581 | E58H12-23-3-N-5 | 4573.8 |  |  | DC5V
112160590 | E58H12-25-3-N-24 | 4573.8 |  |  | DC12-24V
112160591 | E58H12-25-3-N-5 | 4573.8 |  |  | DC5V
112160600 | E58H12-30-3-N-24 | 4573.8 |  |  | DC12-24V
112160601 | E58H12-30-3-N-5 | 4573.8 |  |  | DC5V
112160610 | E58H12-35-3-N-24 | 4573.8 |  |  | DC12-24V
112160611 | E58H12-35-3-N-5 | 4573.8 |  |  | DC5V
112160620 | E58H12-40-3-N-24 | 4573.8 |  |  | DC12-24V
112160621 | E58H12-40-3-N-5 | 4573.8 |  |  | DC5V
112160630 | E58H12-45-3-N-24 | 4573.8 |  |  | DC12-24V
112160631 | E58H12-45-3-N-5 | 4573.8 |  |  | DC5V
112160640 | E58H12-50-3-N-24 | 4573.8 |  |  | DC12-24V
112160641 | E58H12-50-3-N-5 | 4573.8 |  |  | DC5V
112160650 | E58H12-60-3-N-24 | 4573.8 |  |  | DC12-24V
112160651 | E58H12-60-3-N-5 | 4573.8 |  |  | DC5V
112160660 | E58H12-75-3-N-24 | 4573.8 |  |  | DC12-24V
112160661 | E58H12-75-3-N-5 | 4573.8 |  |  | DC5V
112160670 | E58H12-100-3-N-24 | 4573.8 |  |  | DC12-24V
112160671 | E58H12-100-3-N-5 | 4573.8 |  |  | DC5V
112160680 | E58H12-120-3-N-24 | 4573.8 |  |  | DC12-24V
112160681 | E58H12-120-3-N-5 | 4573.8 |  |  | DC5V
112160690 | E58H12-125-3-N-24 | 4573.8 |  |  | DC12-24V
112160691 | E58H12-125-3-N-5 | 4573.8 |  |  | DC5V
112160700 | E58H12-150-3-N-24 | 4573.8 |  |  | DC12-24V
112160701 | E58H12-150-3-N-5 | 4573.8 |  |  | DC5V
112160710 | E58H12-192-3-N-24 | 4573.8 |  |  | DC12-24V
112160711 | E58H12-192-3-N-5 | 4573.8 |  |  | DC5V
112160720 | E58H12-200-3-N-24 | 4573.8 |  |  | DC12-24V
112160721 | E58H12-200-3-N-5 | 4573.8 |  |  | DC5V
112160730 | E58H12-240-3-N-24 | 4573.8 |  |  | DC12-24V
112160731 | E58H12-240-3-N-5 | 4573.8 |  |  | DC5V
112160740 | E58H12-250-3-N-24 | 4573.8 |  |  | DC12-24V
112160741 | E58H12-250-3-N-5 | 4573.8 |  |  | DC5V
112160750 | E58H12-256-3-N-24 | 4573.8 |  |  | DC12-24V
112160751 | E58H12-256-3-N-5 | 4573.8 |  |  | DC5V
112160760 | E58H12-300-3-N-24 | 4573.8 |  |  | DC12-24V
112160761 | E58H12-300-3-N-5 | 4573.8 |  |  | DC5V
112160770 | E58H12-360-3-N-24 | 4573.8 |  |  | DC12-24V
112160771 | E58H12-360-3-N-5 | 4573.8 |  |  | DC5V
112160780 | E58H12-400-3-N-24 | 4573.8 |  |  | DC12-24V
112160781 | E58H12-400-3-N-5 | 4573.8 |  |  | DC5V
112160790 | E58H12-500-3-N-24 | 4573.8 |  |  | DC12-24V
112160791 | E58H12-500-3-N-5 | 4573.8 |  |  | DC5V
112160800 | E58H12-512-3-N-24 | 4573.8 |  |  | DC12-24V
112160801 | E58H12-512-3-N-5 | 4573.8 |  |  | DC5V
112160810 | E58H12-600-3-N-24 | 4573.8 |  |  | DC12-24V
112160811 | E58H12-600-3-N-5 | 4573.8 |  |  | DC5V
112160820 | E58H12-800-3-N-24 | 4573.8 |  |  | DC12-24V
112160821 | E58H12-800-3-N-5 | 4573.8 |  |  | DC5V
112160830 | E58H12-1000-3-N-24 | 5266.8 |  |  | DC12-24V
112160831 | E58H12-1000-3-N-5 | 5266.8 |  |  | DC5V
112160840 | E58H12-1024-3-N-24 | 5266.8 |  |  | DC12-24V
112160841 | E58H12-1024-3-N-5 | 5266.8 |  |  | DC5V
112160850 | E58H12-1200-3-N-24 | 5266.8 |  |  | DC12-24V
112160851 | E58H12-1200-3-N-5 | 5266.8 |  |  | DC5V
112160860 | E58H12-1500-3-N-24 | 5266.8 |  |  | DC12-24V
112160861 | E58H12-1500-3-N-5 | 5266.8 |  |  | DC5V
112160870 | E58H12-1800-3-N-24 | 5266.8 |  |  | DC12-24V
112160871 | E58H12-1800-3-N-5 | 5266.8 |  |  | DC5V
112160880 | E58H12-2000-3-N-24 | 5266.8 |  |  | DC12-24V
112160881 | E58H12-2000-3-N-5 | 5266.8 |  |  | DC5V
112160890 | E58H12-2048-3-N-24 | 5266.8 |  |  | DC12-24V
112160891 | E58H12-2048-3-N-5 | 5266.8 |  |  | DC5V
112160900 | E58H12-2500-3-N-24 | 5266.8 |  |  | DC12-24V
112160901 | E58H12-2500-3-N-5 | 5266.8 |  |  | DC5V
112160910 | E58H12-3000-3-N-24 | 5266.8 |  |  | DC12-24V
112160911 | E58H12-3000-3-N-5 | 5266.8 |  |  | DC5V
112160920 | E58H12-3600-3-N-24 | 5266.8 |  |  | DC12-24V
112160921 | E58H12-3600-3-N-5 | 5266.8 |  |  | DC5V
112160930 | E58H12-5000-3-N-24 | 6306.3 |  |  | DC12-24V
112160931 | E58H12-5000-3-N-5 | 6306.3 |  |  | DC5V
112161010 | E58H12-1-2-V-24 | 4573.8 |  |  | DC12-24V
112161011 | E58H12-1-2-V-5 | 4573.8 |  |  | DC5V
112161020 | E58H12-2-2-V-24 | 4573.8 |  |  | DC12-24V
112161021 | E58H12-2-2-V-5 | 4573.8 |  |  | DC5V
112161030 | E58H12-5-2-V-24 | 4573.8 |  |  | DC12-24V
112161031 | E58H12-5-2-V-5 | 4573.8 |  |  | DC5V
112161040 | E58H12-10-3-V-24 | 4573.8 |  |  | DC12-24V
112161041 | E58H12-10-3-V-5 | 4573.8 |  |  | DC5V
112161050 | E58H12-12-2-V-24 | 4573.8 |  |  | DC12-24V
112161051 | E58H12-12-2-V-5 | 4573.8 |  |  | DC5V
112161060 | E58H12-15-3-V-24 | 4573.8 |  |  | DC12-24V
112161061 | E58H12-15-3-V-5 | 4573.8 |  |  | DC5V
112161070 | E58H12-20-3-V-24 | 4573.8 |  |  | DC12-24V
112161071 | E58H12-20-3-V-5 | 4573.8 |  |  | DC5V
112161080 | E58H12-23-3-V-24 | 4573.8 |  |  | DC12-24V
112161081 | E58H12-23-3-V-5 | 4573.8 |  |  | DC5V
112161090 | E58H12-25-3-V-24 | 4573.8 |  |  | DC12-24V
112161091 | E58H12-25-3-V-5 | 4573.8 |  |  | DC5V
112161100 | E58H12-30-3-V-24 | 4573.8 |  |  | DC12-24V
112161101 | E58H12-30-3-V-5 | 4573.8 |  |  | DC5V
112161110 | E58H12-35-3-V-24 | 4573.8 |  |  | DC12-24V
112161111 | E58H12-35-3-V-5 | 4573.8 |  |  | DC5V
112161120 | E58H12-40-3-V-24 | 4573.8 |  |  | DC12-24V
112161121 | E58H12-40-3-V-5 | 4573.8 |  |  | DC5V
112161130 | E58H12-45-3-V-24 | 4573.8 |  |  | DC12-24V
112161131 | E58H12-45-3-V-5 | 4573.8 |  |  | DC5V
112161140 | E58H12-50-3-V-24 | 4573.8 |  |  | DC12-24V
112161141 | E58H12-50-3-V-5 | 4573.8 |  |  | DC5V
112161150 | E58H12-60-3-V-24 | 4573.8 |  |  | DC12-24V
112161151 | E58H12-60-3-V-5 | 4573.8 |  |  | DC5V
112161160 | E58H12-75-3-V-24 | 4573.8 |  |  | DC12-24V
112161161 | E58H12-75-3-V-5 | 4573.8 |  |  | DC5V
112161170 | E58H12-100-3-V-24 | 4573.8 |  |  | DC12-24V
112161171 | E58H12-100-3-V-5 | 4573.8 |  |  | DC5V
112161180 | E58H12-120-3-V-24 | 4573.8 |  |  | DC12-24V
112161181 | E58H12-120-3-V-5 | 4573.8 |  |  | DC5V
112161190 | E58H12-125-3-V-24 | 4573.8 |  |  | DC12-24V
112161191 | E58H12-125-3-V-5 | 4573.8 |  |  | DC5V
112161200 | E58H12-150-3-V-24 | 4573.8 |  |  | DC12-24V
112161201 | E58H12-150-3-V-5 | 4573.8 |  |  | DC5V
112161210 | E58H12-192-3-V-24 | 4573.8 |  |  | DC12-24V
112161211 | E58H12-192-3-V-5 | 4573.8 |  |  | DC5V
112161220 | E58H12-200-3-V-24 | 4573.8 |  |  | DC12-24V
112161221 | E58H12-200-3-V-5 | 4573.8 |  |  | DC5V
112161230 | E58H12-240-3-V-24 | 4573.8 |  |  | DC12-24V
112161231 | E58H12-240-3-V-5 | 4573.8 |  |  | DC5V
112161240 | E58H12-250-3-V-24 | 4573.8 |  |  | DC12-24V
112161241 | E58H12-250-3-V-5 | 4573.8 |  |  | DC5V
112161250 | E58H12-256-3-V-24 | 4573.8 |  |  | DC12-24V
112161251 | E58H12-256-3-V-5 | 4573.8 |  |  | DC5V
112161260 | E58H12-300-3-V-24 | 4573.8 |  |  | DC12-24V
112161261 | E58H12-300-3-V-5 | 4573.8 |  |  | DC5V
112161270 | E58H12-360-3-V-24 | 4573.8 |  |  | DC12-24V
112161271 | E58H12-360-3-V-5 | 4573.8 |  |  | DC5V
112161280 | E58H12-400-3-V-24 | 4573.8 |  |  | DC12-24V
112161281 | E58H12-400-3-V-5 | 4573.8 |  |  | DC5V
112161290 | E58H12-500-3-V-24 | 4573.8 |  |  | DC12-24V
112161291 | E58H12-500-3-V-5 | 4573.8 |  |  | DC5V
112161300 | E58H12-512-3-V-24 | 4573.8 |  |  | DC12-24V
112161301 | E58H12-512-3-V-5 | 4573.8 |  |  | DC5V
112161310 | E58H12-600-3-V-24 | 4573.8 |  |  | DC12-24V
112161311 | E58H12-600-3-V-5 | 4573.8 |  |  | DC5V
112161320 | E58H12-800-3-V-24 | 4573.8 |  |  | DC12-24V
112161321 | E58H12-800-3-V-5 | 4573.8 |  |  | DC5V
112161330 | E58H12-1000-3-V-24 | 5266.8 |  |  | DC12-24V
112161331 | E58H12-1000-3-V-5 | 5266.8 |  |  | DC5V
112161340 | E58H12-1024-3-V-24 | 5266.8 |  |  | DC12-24V
112161341 | E58H12-1024-3-V-5 | 5266.8 |  |  | DC5V
112161350 | E58H12-1200-3-V-24 | 5266.8 |  |  | DC12-24V
112161351 | E58H12-1200-3-V-5 | 5266.8 |  |  | DC5V
112161360 | E58H12-1500-3-V-24 | 5266.8 |  |  | DC12-24V
112161361 | E58H12-1500-3-V-5 | 5266.8 |  |  | DC5V
112161370 | E58H12-1800-3-V-24 | 5266.8 |  |  | DC12-24V
112161371 | E58H12-1800-3-V-5 | 5266.8 |  |  | DC5V
112161380 | E58H12-2000-3-V-24 | 5266.8 |  |  | DC12-24V
112161381 | E58H12-2000-3-V-5 | 5266.8 |  |  | DC5V
112161390 | E58H12-2048-3-V-24 | 5266.8 |  |  | DC12-24V
112161391 | E58H12-2048-3-V-5 | 5266.8 |  |  | DC5V
112161400 | E58H12-2500-3-V-24 | 5266.8 |  |  | DC12-24V
112161401 | E58H12-2500-3-V-5 | 5266.8 |  |  | DC5V
112161410 | E58H12-3000-3-V-24 | 5266.8 |  |  | DC12-24V
112161411 | E58H12-3000-3-V-5 | 5266.8 |  |  | DC5V
112161420 | E58H12-3600-3-V-24 | 5266.8 |  |  | DC12-24V
112161421 | E58H12-3600-3-V-5 | 5266.8 |  |  | DC5V
112161430 | E58H12-5000-3-V-24 | 6306.3 |  |  | DC12-24V
112161431 | E58H12-5000-3-V-5 | 6306.3 |  |  | DC5V
112161510 | E58H12-1-4-L-5 | 5266.8 |  |  | DC5V
112161520 | E58H12-2-4-L-5 | 5266.8 |  |  | DC5V
112161530 | E58H12-5-4-L-5 | 5266.8 |  |  | DC5V
112161540 | E58H12-10-6-L-5 | 5266.8 |  |  | DC5V
112161550 | E58H12-12-4-L-5 | 5266.8 |  |  | DC5V
112161560 | E58H12-15-6-L-5 | 5266.8 |  |  | DC5V
112161570 | E58H12-20-6-L-5 | 5266.8 |  |  | DC5V
112161580 | E58H12-23-6-L-5 | 5266.8 |  |  | DC5V
112161590 | E58H12-25-6-L-5 | 5266.8 |  |  | DC5V
112161600 | E58H12-30-6-L-5 | 5266.8 |  |  | DC5V
112161610 | E58H12-35-6-L-5 | 5266.8 |  |  | DC5V
112161620 | E58H12-40-6-L-5 | 5266.8 |  |  | DC5V
112161630 | E58H12-45-6-L-5 | 5266.8 |  |  | DC5V
112161640 | E58H12-50-6-L-5 | 5266.8 |  |  | DC5V
112161650 | E58H12-60-6-L-5 | 5266.8 |  |  | DC5V
112161660 | E58H12-75-6-L-5 | 5266.8 |  |  | DC5V
112161670 | E58H12-100-6-L-5 | 5266.8 |  |  | DC5V
112161680 | E58H12-120-6-L-5 | 5266.8 |  |  | DC5V
112161690 | E58H12-125-6-L-5 | 5266.8 |  |  | DC5V
112161700 | E58H12-150-6-L-5 | 5266.8 |  |  | DC5V
112161710 | E58H12-192-6-L-5 | 5266.8 |  |  | DC5V
112161720 | E58H12-200-6-L-5 | 5266.8 |  |  | DC5V
112161730 | E58H12-240-6-L-5 | 5266.8 |  |  | DC5V
112161740 | E58H12-250-6-L-5 | 5266.8 |  |  | DC5V
112161750 | E58H12-256-6-L-5 | 5266.8 |  |  | DC5V
112161760 | E58H12-300-6-L-5 | 5266.8 |  |  | DC5V
112161770 | E58H12-360-6-L-5 | 5266.8 |  |  | DC5V
112161780 | E58H12-400-6-L-5 | 5266.8 |  |  | DC5V
112161790 | E58H12-500-6-L-5 | 5266.8 |  |  | DC5V
112161800 | E58H12-512-6-L-5 | 5266.8 |  |  | DC5V
112161810 | E58H12-600-6-L-5 | 5266.8 |  |  | DC5V
112161820 | E58H12-800-6-L-5 | 5266.8 |  |  | DC5V
112161830 | E58H12-1000-6-L-5 | 5890.5 |  |  | DC5V
112161840 | E58H12-1024-6-L-5 | 5890.5 |  |  | DC5V
112161850 | E58H12-1200-6-L-5 | 5890.5 |  |  | DC5V
112161860 | E58H12-1500-6-L-5 | 5890.5 |  |  | DC5V
112161870 | E58H12-1800-6-L-5 | 5890.5 |  |  | DC5V
112161880 | E58H12-2000-6-L-5 | 5890.5 |  |  | DC5V
112161890 | E58H12-2048-6-L-5 | 5890.5 |  |  | DC5V
112161891 | E58H12-2048-6-L-24 | 5890.5 |  |  | 12-24VDC
112161900 | E58H12-2500-6-L-5 | 5890.5 |  |  | DC5V
112161901 | E58H12-2500-6-L-24 | 5890.5 |  |  | DC12-24V
112161910 | E58H12-3000-6-L-5 | 5890.5 |  |  | DC5V
112161920 | E58H12-3600-6-L-5 | 5890.5 |  |  | DC5V
112161930 | E58H12-5000-6-L-5 | 7325.01 |  |  | DC5V
112162010 | E58H12-1-2-T-24-C | 4920.3 |  |  | DC12-24V
112162011 | E58H12-1-2-T-5-C | 4920.3 |  |  | DC5V
112162020 | E58H12-2-2-T-24-C | 4920.3 |  |  | DC12-24V
112162021 | E58H12-2-2-T-5-C | 4920.3 |  |  | DC5V
112162030 | E58H12-5-2-T-24-C | 4920.3 |  |  | DC12-24V
112162031 | E58H12-5-2-T-5-C | 4920.3 |  |  | DC5V
112162040 | E58H12-10-3-T-24-C | 4920.3 |  |  | DC12-24V
112162041 | E58H12-10-3-T-5-C | 4920.3 |  |  | DC5V
112162050 | E58H12-12-2-T-24-C | 4920.3 |  |  | DC12-24V
112162051 | E58H12-12-2-T-5-C | 4920.3 |  |  | DC5V
112162060 | E58H12-15-3-T-24-C | 4920.3 |  |  | DC12-24V
112162061 | E58H12-15-3-T-5-C | 4920.3 |  |  | DC5V
112162070 | E58H12-20-3-T-24-C | 4920.3 |  |  | DC12-24V
112162071 | E58H12-20-3-T-5-C | 4920.3 |  |  | DC5V
112162080 | E58H12-23-3-T-24-C | 4920.3 |  |  | DC12-24V
112162081 | E58H12-23-3-T-5-C | 4920.3 |  |  | DC5V
112162090 | E58H12-25-3-T-24-C | 4920.3 |  |  | DC12-24V
112162091 | E58H12-25-3-T-5-C | 4920.3 |  |  | DC5V
112162100 | E58H12-30-3-T-24-C | 4920.3 |  |  | DC12-24V
112162101 | E58H12-30-3-T-5-C | 4920.3 |  |  | DC5V
112162110 | E58H12-35-3-T-24-C | 4920.3 |  |  | DC12-24V
112162111 | E58H12-35-3-T-5-C | 4920.3 |  |  | DC5V
112162120 | E58H12-40-3-T-24-C | 4920.3 |  |  | DC12-24V
112162121 | E58H12-40-3-T-5-C | 4920.3 |  |  | DC5V
112162130 | E58H12-45-3-T-24-C | 4920.3 |  |  | DC12-24V
112162131 | E58H12-45-3-T-5-C | 4920.3 |  |  | DC5V
112162140 | E58H12-50-3-T-24-C | 4920.3 |  |  | DC12-24V
112162141 | E58H12-50-3-T-5-C | 4920.3 |  |  | DC5V
112162150 | E58H12-60-3-T-24-C | 4920.3 |  |  | DC12-24V
112162151 | E58H12-60-3-T-5-C | 4920.3 |  |  | DC5V
112162160 | E58H12-75-3-T-24-C | 4920.3 |  |  | DC12-24V
112162161 | E58H12-75-3-T-5-C | 4920.3 |  |  | DC5V
112162170 | E58H12-100-3-T-24-C | 4920.3 |  |  | DC12-24V
112162171 | E58H12-100-3-T-5-C | 4920.3 |  |  | DC5V
112162180 | E58H12-120-3-T-24-C | 4920.3 |  |  | DC12-24V
112162181 | E58H12-120-3-T-5-C | 4920.3 |  |  | DC5V
112162190 | E58H12-125-3-T-24-C | 4920.3 |  |  | DC12-24V
112162191 | E58H12-125-3-T-5-C | 4920.3 |  |  | DC5V
112162200 | E58H12-150-3-T-24-C | 4920.3 |  |  | DC12-24V
112162201 | E58H12-150-3-T-5-C | 4920.3 |  |  | DC5V
112162210 | E58H12-192-3-T-24-C | 4920.3 |  |  | DC12-24V
112162211 | E58H12-192-3-T-5-C | 4920.3 |  |  | DC5V
112162220 | E58H12-200-3-T-24-C | 4920.3 |  |  | DC12-24V
112162221 | E58H12-200-3-T-5-C | 4920.3 |  |  | DC5V
112162230 | E58H12-240-3-T-24-C | 4920.3 |  |  | DC12-24V
112162231 | E58H12-240-3-T-5-C | 4920.3 |  |  | DC5V
112162240 | E58H12-250-3-T-24-C | 4920.3 |  |  | DC12-24V
112162241 | E58H12-250-3-T-5-C | 4920.3 |  |  | DC5V
112162250 | E58H12-256-3-T-24-C | 4920.3 |  |  | DC12-24V
112162251 | E58H12-256-3-T-5-C | 4920.3 |  |  | DC5V
112162260 | E58H12-300-3-T-24-C | 4920.3 |  |  | DC12-24V
112162261 | E58H12-300-3-T-5-C | 4920.3 |  |  | DC5V
112162270 | E58H12-360-3-T-24-C | 4920.3 |  |  | DC12-24V
112162271 | E58H12-360-3-T-5-C | 4920.3 |  |  | DC5V
112162280 | E58H12-400-3-T-24-C | 4920.3 |  |  | DC12-24V
112162281 | E58H12-400-3-T-5-C | 4920.3 |  |  | DC5V
112162290 | E58H12-500-3-T-24-C | 4920.3 |  |  | DC12-24V
112162291 | E58H12-500-3-T-5-C | 4920.3 |  |  | DC5V
112162300 | E58H12-512-3-T-24-C | 4920.3 |  |  | DC12-24V
112162301 | E58H12-512-3-T-5-C | 4920.3 |  |  | DC5V
112162310 | E58H12-600-3-T-24-C | 4920.3 |  |  | DC12-24V
112162311 | E58H12-600-3-T-5-C | 4920.3 |  |  | DC5V
112162320 | E58H12-800-3-T-24-C | 4920.3 |  |  | DC12-24V
112162321 | E58H12-800-3-T-5-C | 4920.3 |  |  | DC5V
112162330 | E58H12-1000-3-T-24-C | 5613.3 |  |  | DC12-24V
112162331 | E58H12-1000-3-T-5-C | 5613.3 |  |  | DC5V
112162340 | E58H12-1024-3-T-24-C | 5613.3 |  |  | DC12-24V
112162341 | E58H12-1024-3-T-5-C | 5613.3 |  |  | DC5V
112162350 | E58H12-1200-3-T-24-C | 5613.3 |  |  | DC12-24V
112162351 | E58H12-1200-3-T-5-C | 5613.3 |  |  | DC5V
112162360 | E58H12-1500-3-T-24-C | 5613.3 |  |  | DC12-24V
112162361 | E58H12-1500-3-T-5-C | 5613.3 |  |  | DC5V
112162370 | E58H12-1800-3-T-24-C | 5613.3 |  |  | DC12-24V
112162371 | E58H12-1800-3-T-5-C | 5613.3 |  |  | DC5V
112162380 | E58H12-2000-3-T-24-C | 5613.3 |  |  | DC12-24V
112162381 | E58H12-2000-3-T-5-C | 5613.3 |  |  | DC5V
112162390 | E58H12-2048-3-T-24-C | 5613.3 |  |  | DC12-24V
112162391 | E58H12-2048-3-T-5-C | 5613.3 |  |  | DC5V
112162400 | E58H12-2500-3-T-24-C | 5613.3 |  |  | DC12-24V
112162401 | E58H12-2500-3-T-5-C | 5613.3 |  |  | DC5V
112162410 | E58H12-3000-3-T-24-C | 5613.3 |  |  | DC12-24V
112162411 | E58H12-3000-3-T-5-C | 5613.3 |  |  | DC5V
112162420 | E58H12-3600-3-T-24-C | 5613.3 |  |  | DC12-24V
112162421 | E58H12-3600-3-T-5-C | 5613.3 |  |  | DC5V
112162430 | E58H12-5000-3-T-24-C | 6652.8 |  |  | DC12-24V
112162431 | E58H12-5000-3-T-5-C | 6652.8 |  |  | DC5V
112162510 | E58H12-1-2-N-24-C | 4920.3 |  |  | DC12-24V
112162511 | E58H12-1-2-N-5-C | 4920.3 |  |  | DC5V
112162520 | E58H12-2-2-N-24-C | 4920.3 |  |  | DC12-24V
112162521 | E58H12-2-2-N-5-C | 4920.3 |  |  | DC5V
112162530 | E58H12-5-2-N-24-C | 4920.3 |  |  | DC12-24V
112162531 | E58H12-5-2-N-5-C | 4920.3 |  |  | DC5V
112162540 | E58H12-10-3-N-24-C | 4920.3 |  |  | DC12-24V
112162541 | E58H12-10-3-N-5-C | 4920.3 |  |  | DC5V
112162550 | E58H12-12-2-N-24-C | 4920.3 |  |  | DC12-24V
112162551 | E58H12-12-2-N-5-C | 4920.3 |  |  | DC5V
112162560 | E58H12-15-3-N-24-C | 4920.3 |  |  | DC12-24V
112162561 | E58H12-15-3-N-5-C | 4920.3 |  |  | DC5V
112162570 | E58H12-20-3-N-24-C | 4920.3 |  |  | DC12-24V
112162571 | E58H12-20-3-N-5-C | 4920.3 |  |  | DC5V
112162580 | E58H12-23-3-N-24-C | 4920.3 |  |  | DC12-24V
112162581 | E58H12-23-3-N-5-C | 4920.3 |  |  | DC5V
112162590 | E58H12-25-3-N-24-C | 4920.3 |  |  | DC12-24V
112162591 | E58H12-25-3-N-5-C | 4920.3 |  |  | DC5V
112162600 | E58H12-30-3-N-24-C | 4920.3 |  |  | DC12-24V
112162601 | E58H12-30-3-N-5-C | 4920.3 |  |  | DC5V
112162610 | E58H12-35-3-N-24-C | 4920.3 |  |  | DC12-24V
112162611 | E58H12-35-3-N-5-C | 4920.3 |  |  | DC5V
112162620 | E58H12-40-3-N-24-C | 4920.3 |  |  | DC12-24V
112162621 | E58H12-40-3-N-5-C | 4920.3 |  |  | DC5V
112162630 | E58H12-45-3-N-24-C | 4920.3 |  |  | DC12-24V
112162631 | E58H12-45-3-N-5-C | 4920.3 |  |  | DC5V
112162640 | E58H12-50-3-N-24-C | 4920.3 |  |  | DC12-24V
112162641 | E58H12-50-3-N-5-C | 4920.3 |  |  | DC5V
112162650 | E58H12-60-3-N-24-C | 4920.3 |  |  | DC12-24V
112162651 | E58H12-60-3-N-5-C | 4920.3 |  |  | DC5V
112162660 | E58H12-75-3-N-24-C | 4920.3 |  |  | DC12-24V
112162661 | E58H12-75-3-N-5-C | 4920.3 |  |  | DC5V
112162670 | E58H12-100-3-N-24-C | 4920.3 |  |  | DC12-24V
112162671 | E58H12-100-3-N-5-C | 4920.3 |  |  | DC5V
112162680 | E58H12-120-3-N-24-C | 4920.3 |  |  | DC12-24V
112162681 | E58H12-120-3-N-5-C | 4920.3 |  |  | DC5V
112162690 | E58H12-125-3-N-24-C | 4920.3 |  |  | DC12-24V
112162691 | E58H12-125-3-N-5-C | 4920.3 |  |  | DC5V
112162700 | E58H12-150-3-N-24-C | 4920.3 |  |  | DC12-24V
112162701 | E58H12-150-3-N-5-C | 4920.3 |  |  | DC5V
112162710 | E58H12-192-3-N-24-C | 4920.3 |  |  | DC12-24V
112162711 | E58H12-192-3-N-5-C | 4920.3 |  |  | DC5V
112162720 | E58H12-200-3-N-24-C | 4920.3 |  |  | DC12-24V
112162721 | E58H12-200-3-N-5-C | 4920.3 |  |  | DC5V
112162730 | E58H12-240-3-N-24-C | 4920.3 |  |  | DC12-24V
112162731 | E58H12-240-3-N-5-C | 4920.3 |  |  | DC5V
112162740 | E58H12-250-3-N-24-C | 4920.3 |  |  | DC12-24V
112162741 | E58H12-250-3-N-5-C | 4920.3 |  |  | DC5V
112162750 | E58H12-256-3-N-24-C | 4920.3 |  |  | DC12-24V
112162751 | E58H12-256-3-N-5-C | 4920.3 |  |  | DC5V
112162760 | E58H12-300-3-N-24-C | 4920.3 |  |  | DC12-24V
112162761 | E58H12-300-3-N-5-C | 4920.3 |  |  | DC5V
112162770 | E58H12-360-3-N-24-C | 4920.3 |  |  | DC12-24V
112162771 | E58H12-360-3-N-5-C | 4920.3 |  |  | DC5V
112162780 | E58H12-400-3-N-24-C | 4920.3 |  |  | DC12-24V
112162781 | E58H12-400-3-N-5-C | 4920.3 |  |  | DC5V
112162790 | E58H12-500-3-N-24-C | 4920.3 |  |  | DC12-24V
112162791 | E58H12-500-3-N-5-C | 4920.3 |  |  | DC5V
112162800 | E58H12-512-3-N-24-C | 4920.3 |  |  | DC12-24V
112162801 | E58H12-512-3-N-5-C | 4920.3 |  |  | DC5V
112162810 | E58H12-600-3-N-24-C | 4920.3 |  |  | DC12-24V
112162811 | E58H12-600-3-N-5-C | 4920.3 |  |  | DC5V
112162820 | E58H12-800-3-N-24-C | 4920.3 |  |  | DC12-24V
112162821 | E58H12-800-3-N-5-C | 4920.3 |  |  | DC5V
112162830 | E58H12-1000-3-N-24-C | 5613.3 |  |  | DC12-24V
112162831 | E58H12-1000-3-N-5-C | 5613.3 |  |  | DC5V
112162840 | E58H12-1024-3-N-24-C | 5613.3 |  |  | DC12-24V
112162841 | E58H12-1024-3-N-5-C | 5613.3 |  |  | DC5V
112162850 | E58H12-1200-3-N-24-C | 5613.3 |  |  | DC12-24V
112162851 | E58H12-1200-3-N-5-C | 5613.3 |  |  | DC5V
112162860 | E58H12-1500-3-N-24-C | 5613.3 |  |  | DC12-24V
112162861 | E58H12-1500-3-N-5-C | 5613.3 |  |  | DC5V
112162870 | E58H12-1800-3-N-24-C | 5613.3 |  |  | DC12-24V
112162871 | E58H12-1800-3-N-5-C | 5613.3 |  |  | DC5V
112162880 | E58H12-2000-3-N-24-C | 5613.3 |  |  | DC12-24V
112162881 | E58H12-2000-3-N-5-C | 5613.3 |  |  | DC5V
112162890 | E58H12-2048-3-N-24-C | 5613.3 |  |  | DC12-24V
112162891 | E58H12-2048-3-N-5-C | 5613.3 |  |  | DC5V
112162900 | E58H12-2500-3-N-24-C | 5613.3 |  |  | DC12-24V
112162901 | E58H12-2500-3-N-5-C | 5613.3 |  |  | DC5V
112162910 | E58H12-3000-3-N-24-C | 5613.3 |  |  | DC12-24V
112162911 | E58H12-3000-3-N-5-C | 5613.3 |  |  | DC5V
112162920 | E58H12-3600-3-N-24-C | 5613.3 |  |  | DC12-24V
112162921 | E58H12-3600-3-N-5-C | 5613.3 |  |  | DC5V
112162930 | E58H12-5000-3-N-24-C | 6652.8 |  |  | DC12-24V
112162931 | E58H12-5000-3-N-5-C | 6652.8 |  |  | DC5V
112163010 | E58H12-1-2-V-24-C | 4920.3 |  |  | DC12-24V
112163011 | E58H12-1-2-V-5-C | 4920.3 |  |  | DC5V
112163020 | E58H12-2-2-V-24-C | 4920.3 |  |  | DC12-24V
112163021 | E58H12-2-2-V-5-C | 4920.3 |  |  | DC5V
112163030 | E58H12-5-2-V-24-C | 4920.3 |  |  | DC12-24V
112163031 | E58H12-5-2-V-5-C | 4920.3 |  |  | DC5V
112163040 | E58H12-10-3-V-24-C | 4920.3 |  |  | DC12-24V
112163041 | E58H12-10-3-V-5-C | 4920.3 |  |  | DC5V
112163050 | E58H12-12-2-V-24-C | 4920.3 |  |  | DC12-24V
112163051 | E58H12-12-2-V-5-C | 4920.3 |  |  | DC5V
112163060 | E58H12-15-3-V-24-C | 4920.3 |  |  | DC12-24V
112163061 | E58H12-15-3-V-5-C | 4920.3 |  |  | DC5V
112163070 | E58H12-20-3-V-24-C | 4920.3 |  |  | DC12-24V
112163071 | E58H12-20-3-V-5-C | 4920.3 |  |  | DC5V
112163080 | E58H12-23-3-V-24-C | 4920.3 |  |  | DC12-24V
112163081 | E58H12-23-3-V-5-C | 4920.3 |  |  | DC5V
112163090 | E58H12-25-3-V-24-C | 4920.3 |  |  | DC12-24V
112163091 | E58H12-25-3-V-5-C | 4920.3 |  |  | DC5V
112163100 | E58H12-30-3-V-24-C | 4920.3 |  |  | DC12-24V
112163101 | E58H12-30-3-V-5-C | 4920.3 |  |  | DC5V
112163110 | E58H12-35-3-V-24-C | 4920.3 |  |  | DC12-24V
112163111 | E58H12-35-3-V-5-C | 4920.3 |  |  | DC5V
112163120 | E58H12-40-3-V-24-C | 4920.3 |  |  | DC12-24V
112163121 | E58H12-40-3-V-5-C | 4920.3 |  |  | DC5V
112163130 | E58H12-45-3-V-24-C | 4920.3 |  |  | DC12-24V
112163131 | E58H12-45-3-V-5-C | 4920.3 |  |  | DC5V
112163140 | E58H12-50-3-V-24-C | 4920.3 |  |  | DC12-24V
112163141 | E58H12-50-3-V-5-C | 4920.3 |  |  | DC5V
112163150 | E58H12-60-3-V-24-C | 4920.3 |  |  | DC12-24V
112163151 | E58H12-60-3-V-5-C | 4920.3 |  |  | DC5V
112163160 | E58H12-75-3-V-24-C | 4920.3 |  |  | DC12-24V
112163161 | E58H12-75-3-V-5-C | 4920.3 |  |  | DC5V
112163170 | E58H12-100-3-V-24-C | 4920.3 |  |  | DC12-24V
112163171 | E58H12-100-3-V-5-C | 4920.3 |  |  | DC5V
112163180 | E58H12-120-3-V-24-C | 4920.3 |  |  | DC12-24V
112163181 | E58H12-120-3-V-5-C | 4920.3 |  |  | DC5V
112163190 | E58H12-125-3-V-24-C | 4920.3 |  |  | DC12-24V
112163191 | E58H12-125-3-V-5-C | 4920.3 |  |  | DC5V
112163200 | E58H12-150-3-V-24-C | 4920.3 |  |  | DC12-24V
112163201 | E58H12-150-3-V-5-C | 4920.3 |  |  | DC5V
112163210 | E58H12-192-3-V-24-C | 4920.3 |  |  | DC12-24V
112163211 | E58H12-192-3-V-5-C | 4920.3 |  |  | DC5V
112163220 | E58H12-200-3-V-24-C | 4920.3 |  |  | DC12-24V
112163221 | E58H12-200-3-V-5-C | 4920.3 |  |  | DC5V
112163230 | E58H12-240-3-V-24-C | 4920.3 |  |  | DC12-24V
112163231 | E58H12-240-3-V-5-C | 4920.3 |  |  | DC5V
112163240 | E58H12-250-3-V-24-C | 4920.3 |  |  | DC12-24V
112163241 | E58H12-250-3-V-5-C | 4920.3 |  |  | DC5V
112163250 | E58H12-256-3-V-24-C | 4920.3 |  |  | DC12-24V
112163251 | E58H12-256-3-V-5-C | 4920.3 |  |  | DC5V
112163260 | E58H12-300-3-V-24-C | 4920.3 |  |  | DC12-24V
112163261 | E58H12-300-3-V-5-C | 4920.3 |  |  | DC5V
112163270 | E58H12-360-3-V-24-C | 4920.3 |  |  | DC12-24V
112163271 | E58H12-360-3-V-5-C | 4920.3 |  |  | DC5V
112163280 | E58H12-400-3-V-24-C | 4920.3 |  |  | DC12-24V
112163281 | E58H12-400-3-V-5-C | 4920.3 |  |  | DC5V
112163290 | E58H12-500-3-V-24-C | 4920.3 |  |  | DC12-24V
112163291 | E58H12-500-3-V-5-C | 4920.3 |  |  | DC5V
112163300 | E58H12-512-3-V-24-C | 4920.3 |  |  | DC12-24V
112163301 | E58H12-512-3-V-5-C | 4920.3 |  |  | DC5V
112163310 | E58H12-600-3-V-24-C | 4920.3 |  |  | DC12-24V
112163311 | E58H12-600-3-V-5-C | 4920.3 |  |  | DC5V
112163320 | E58H12-800-3-V-24-C | 4920.3 |  |  | DC12-24V
112163321 | E58H12-800-3-V-5-C | 4920.3 |  |  | DC5V
112163330 | E58H12-1000-3-V-24-C | 5613.3 |  |  | DC12-24V
112163331 | E58H12-1000-3-V-5-C | 5613.3 |  |  | DC5V
112163340 | E58H12-1024-3-V-24-C | 5613.3 |  |  | DC12-24V
112163341 | E58H12-1024-3-V-5-C | 5613.3 |  |  | DC5V
112163350 | E58H12-1200-3-V-24-C | 5613.3 |  |  | DC12-24V
112163351 | E58H12-1200-3-V-5-C | 5613.3 |  |  | DC5V
112163360 | E58H12-1500-3-V-24-C | 5613.3 |  |  | DC12-24V
112163361 | E58H12-1500-3-V-5-C | 5613.3 |  |  | DC5V
112163370 | E58H12-1800-3-V-24-C | 5613.3 |  |  | DC12-24V
112163371 | E58H12-1800-3-V-5-C | 5613.3 |  |  | DC5V
112163380 | E58H12-2000-3-V-24-C | 5613.3 |  |  | DC12-24V
112163381 | E58H12-2000-3-V-5-C | 5613.3 |  |  | DC5V
112163390 | E58H12-2048-3-V-24-C | 5613.3 |  |  | DC12-24V
112163391 | E58H12-2048-3-V-5-C | 5613.3 |  |  | DC5V
112163400 | E58H12-2500-3-V-24-C | 5613.3 |  |  | DC12-24V
112163401 | E58H12-2500-3-V-5-C | 5613.3 |  |  | DC5V
112163410 | E58H12-3000-3-V-24-C | 5613.3 |  |  | DC12-24V
112163411 | E58H12-3000-3-V-5-C | 5613.3 |  |  | DC5V
112163420 | E58H12-3600-3-V-24-C | 5613.3 |  |  | DC12-24V
112163421 | E58H12-3600-3-V-5-C | 5613.3 |  |  | DC5V
112163430 | E58H12-5000-3-V-24-C | 6652.8 |  |  | DC12-24V
112163431 | E58H12-5000-3-V-5-C | 6652.8 |  |  | DC5V
112163510 | E58H12-1-4-L-5-C | 5613.3 |  |  | DC5V
112163520 | E58H12-2-4-L-5-C | 5613.3 |  |  | DC5V
112163530 | E58H12-5-4-L-5-C | 5613.3 |  |  | DC5V
112163540 | E58H12-10-6-L-5-C | 5613.3 |  |  | DC5V
112163550 | E58H12-12-4-L-5-C | 5613.3 |  |  | DC5V
112163560 | E58H12-15-6-L-5-C | 5613.3 |  |  | DC5V
112163570 | E58H12-20-6-L-5-C | 5613.3 |  |  | DC5V
112163580 | E58H12-23-6-L-5-C | 5613.3 |  |  | DC5V
112163590 | E58H12-25-6-L-5-C | 5613.3 |  |  | DC5V
112163600 | E58H12-30-6-L-5-C | 5613.3 |  |  | DC5V
112163610 | E58H12-35-6-L-5-C | 5613.3 |  |  | DC5V
112163620 | E58H12-40-6-L-5-C | 5613.3 |  |  | DC5V
112163630 | E58H12-45-6-L-5-C | 5613.3 |  |  | DC5V
112163640 | E58H12-50-6-L-5-C | 5613.3 |  |  | DC5V
112163650 | E58H12-60-6-L-5-C | 5613.3 |  |  | DC5V
112163660 | E58H12-75-6-L-5-C | 5613.3 |  |  | DC5V
112163670 | E58H12-100-6-L-5-C | 5613.3 |  |  | DC5V
112163680 | E58H12-120-6-L-5-C | 5613.3 |  |  | DC5V
112163690 | E58H12-125-6-L-5-C | 5613.3 |  |  | DC5V
112163700 | E58H12-150-6-L-5-C | 5613.3 |  |  | DC5V
112163710 | E58H12-192-6-L-5-C | 5613.3 |  |  | DC5V
112163720 | E58H12-200-6-L-5-C | 5613.3 |  |  | DC5V
112163730 | E58H12-240-6-L-5-C | 5613.3 |  |  | DC5V
112163740 | E58H12-250-6-L-5-C | 5613.3 |  |  | DC5V
112163750 | E58H12-256-6-L-5-C | 5613.3 |  |  | DC5V
112163760 | E58H12-300-6-L-5-C | 5613.3 |  |  | DC5V
112163770 | E58H12-360-6-L-5-C | 5613.3 |  |  | DC5V
112163780 | E58H12-400-6-L-5-C | 5613.3 |  |  | DC5V
112163790 | E58H12-500-6-L-5-C | 5613.3 |  |  | DC5V
112163800 | E58H12-512-6-L-5-C | 5613.3 |  |  | DC5V
112163810 | E58H12-600-6-L-5-C | 5613.3 |  |  | DC5V
112163820 | E58H12-800-6-L-5-C | 5613.3 |  |  | DC5V
112163830 | E58H12-1000-6-L-5-C | 6237 |  |  | DC5V
112163840 | E58H12-1024-6-L-5-C | 6237 |  |  | DC5V
112163850 | E58H12-1200-6-L-5-C | 6237 |  |  | DC5V
112163860 | E58H12-1500-6-L-5-C | 6237 |  |  | DC5V
112163870 | E58H12-1800-6-L-5-C | 6237 |  |  | DC5V
112163880 | E58H12-2000-6-L-5-C | 6237 |  |  | DC5V
112163890 | E58H12-2048-6-L-5-C | 6237 |  |  | DC5V
112163900 | E58H12-2500-6-L-5-C | 6237 |  |  | DC5V
112163910 | E58H12-3000-6-L-5-C | 6237 |  |  | DC5V
112163920 | E58H12-3600-6-L-5-C | 6237 |  |  | DC5V
112163930 | E58H12-5000-6-L-5-C | 7671.51 |  |  | DC5V
112170010 | E58HB12-1-2-T-24 | 4573.8 |  |  | DC12-24V
112170011 | E58HB12-1-2-T-5 | 4573.8 |  |  | DC5V
112170020 | E58HB12-2-2-T-24 | 4573.8 |  |  | DC12-24V
112170021 | E58HB12-2-2-T-5 | 4573.8 |  |  | DC5V
112170030 | E58HB12-5-2-T-24 | 4573.8 |  |  | DC12-24V
112170031 | E58HB12-5-2-T-5 | 4573.8 |  |  | DC5V
112170040 | E58HB12-10-3-T-24 | 4573.8 |  |  | DC12-24V
112170041 | E58HB12-10-3-T-5 | 4573.8 |  |  | DC5V
112170050 | E58HB12-12-2-T-24 | 4573.8 |  |  | DC12-24V
112170051 | E58HB12-12-2-T-5 | 4573.8 |  |  | DC5V
112170060 | E58HB12-15-3-T-24 | 4573.8 |  |  | DC12-24V
112170061 | E58HB12-15-3-T-5 | 4573.8 |  |  | DC5V
112170070 | E58HB12-20-3-T-24 | 4573.8 |  |  | DC12-24V
112170071 | E58HB12-20-3-T-5 | 4573.8 |  |  | DC5V
112170080 | E58HB12-23-3-T-24 | 4573.8 |  |  | DC12-24V
112170081 | E58HB12-23-3-T-5 | 4573.8 |  |  | DC5V
112170090 | E58HB12-25-3-T-24 | 4573.8 |  |  | DC12-24V
112170091 | E58HB12-25-3-T-5 | 4573.8 |  |  | DC5V
112170100 | E58HB12-30-3-T-24 | 4573.8 |  |  | DC12-24V
112170101 | E58HB12-30-3-T-5 | 4573.8 |  |  | DC5V
112170110 | E58HB12-35-3-T-24 | 4573.8 |  |  | DC12-24V
112170111 | E58HB12-35-3-T-5 | 4573.8 |  |  | DC5V
112170120 | E58HB12-40-3-T-24 | 4573.8 |  |  | DC12-24V
112170121 | E58HB12-40-3-T-5 | 4573.8 |  |  | DC5V
112170130 | E58HB12-45-3-T-24 | 4573.8 |  |  | DC12-24V
112170131 | E58HB12-45-3-T-5 | 4573.8 |  |  | DC5V
112170140 | E58HB12-50-3-T-24 | 4573.8 |  |  | DC12-24V
112170141 | E58HB12-50-3-T-5 | 4573.8 |  |  | DC5V
112170150 | E58HB12-60-3-T-24 | 4573.8 |  |  | DC12-24V
112170151 | E58HB12-60-3-T-5 | 4573.8 |  |  | DC5V
112170160 | E58HB12-75-3-T-24 | 4573.8 |  |  | DC12-24V
112170161 | E58HB12-75-3-T-5 | 4573.8 |  |  | DC5V
112170170 | E58HB12-100-3-T-24 | 4573.8 |  |  | DC12-24V
112170171 | E58HB12-100-3-T-5 | 4573.8 |  |  | DC5V
112170180 | E58HB12-120-3-T-24 | 4573.8 |  |  | DC12-24V
112170181 | E58HB12-120-3-T-5 | 4573.8 |  |  | DC5V
112170190 | E58HB12-125-3-T-24 | 4573.8 |  |  | DC12-24V
112170191 | E58HB12-125-3-T-5 | 4573.8 |  |  | DC5V
112170200 | E58HB12-150-3-T-24 | 4573.8 |  |  | DC12-24V
112170201 | E58HB12-150-3-T-5 | 4573.8 |  |  | DC5V
112170210 | E58HB12-192-3-T-24 | 4573.8 |  |  | DC12-24V
112170211 | E58HB12-192-3-T-5 | 4573.8 |  |  | DC5V
112170220 | E58HB12-200-3-T-24 | 4573.8 |  |  | DC12-24V
112170221 | E58HB12-200-3-T-5 | 4573.8 |  |  | DC5V
112170230 | E58HB12-240-3-T-24 | 4573.8 |  |  | DC12-24V
112170231 | E58HB12-240-3-T-5 | 4573.8 |  |  | DC5V
112170240 | E58HB12-250-3-T-24 | 4573.8 |  |  | DC12-24V
112170241 | E58HB12-250-3-T-5 | 4573.8 |  |  | DC5V
112170250 | E58HB12-256-3-T-24 | 4573.8 |  |  | DC12-24V
112170251 | E58HB12-256-3-T-5 | 4573.8 |  |  | DC5V
112170260 | E58HB12-300-3-T-24 | 4573.8 |  |  | DC12-24V
112170261 | E58HB12-300-3-T-5 | 4573.8 |  |  | DC5V
112170270 | E58HB12-360-3-T-24 | 4573.8 |  |  | DC12-24V
112170271 | E58HB12-360-3-T-5 | 4573.8 |  |  | DC5V
112170280 | E58HB12-400-3-T-24 | 4573.8 |  |  | DC12-24V
112170281 | E58HB12-400-3-T-5 | 4573.8 |  |  | DC5V
112170290 | E58HB12-500-3-T-24 | 4573.8 |  |  | DC12-24V
112170291 | E58HB12-500-3-T-5 | 4573.8 |  |  | DC5V
112170300 | E58HB12-512-3-T-24 | 4573.8 |  |  | DC12-24V
112170301 | E58HB12-512-3-T-5 | 4573.8 |  |  | DC5V
112170310 | E58HB12-600-3-T-24 | 4573.8 |  |  | DC12-24V
112170311 | E58HB12-600-3-T-5 | 4573.8 |  |  | DC5V
112170320 | E58HB12-800-3-T-24 | 4573.8 |  |  | DC12-24V
112170321 | E58HB12-800-3-T-5 | 4573.8 |  |  | DC5V
112170330 | E58HB12-1000-3-T-24 | 5266.8 |  |  | DC12-24V
112170331 | E58HB12-1000-3-T-5 | 5266.8 |  |  | DC5V
112170340 | E58HB12-1024-3-T-24 | 5266.8 |  |  | DC12-24V
112170341 | E58HB12-1024-3-T-5 | 5266.8 |  |  | DC5V
112170350 | E58HB12-1200-3-T-24 | 5266.8 |  |  | DC12-24V
112170351 | E58HB12-1200-3-T-5 | 5266.8 |  |  | DC5V
112170360 | E58HB12-1500-3-T-24 | 5266.8 |  |  | DC12-24V
112170361 | E58HB12-1500-3-T-5 | 5266.8 |  |  | DC5V
112170370 | E58HB12-1800-3-T-24 | 5266.8 |  |  | DC12-24V
112170371 | E58HB12-1800-3-T-5 | 5266.8 |  |  | DC5V
112170380 | E58HB12-2000-3-T-24 | 5266.8 |  |  | DC12-24V
112170381 | E58HB12-2000-3-T-5 | 5266.8 |  |  | DC5V
112170390 | E58HB12-2048-3-T-24 | 5266.8 |  |  | DC12-24V
112170391 | E58HB12-2048-3-T-5 | 5266.8 |  |  | DC5V
112170400 | E58HB12-2500-3-T-24 | 5266.8 |  |  | DC12-24V
112170401 | E58HB12-2500-3-T-5 | 5266.8 |  |  | DC5V
112170410 | E58HB12-3000-3-T-24 | 5266.8 |  |  | DC12-24V
112170411 | E58HB12-3000-3-T-5 | 5266.8 |  |  | DC5V
112170420 | E58HB12-3600-3-T-24 | 5266.8 |  |  | DC12-24V
112170421 | E58HB12-3600-3-T-5 | 5266.8 |  |  | DC5V
112170430 | E58HB12-5000-3-T-24 | 6306.3 |  |  | DC12-24V
112170431 | E58HB12-5000-3-T-5 | 6306.3 |  |  | DC5V
112170510 | E58HB12-1-2-N-24 | 4573.8 |  |  | DC12-24V
112170511 | E58HB12-1-2-N-5 | 4573.8 |  |  | DC5V
112170520 | E58HB12-2-2-N-24 | 4573.8 |  |  | DC12-24V
112170521 | E58HB12-2-2-N-5 | 4573.8 |  |  | DC5V
112170530 | E58HB12-5-2-N-24 | 4573.8 |  |  | DC12-24V
112170531 | E58HB12-5-2-N-5 | 4573.8 |  |  | DC5V
112170540 | E58HB12-10-3-N-24 | 4573.8 |  |  | DC12-24V
112170541 | E58HB12-10-3-N-5 | 4573.8 |  |  | DC5V
112170550 | E58HB12-12-2-N-24 | 4573.8 |  |  | DC12-24V
112170551 | E58HB12-12-2-N-5 | 4573.8 |  |  | DC5V
112170560 | E58HB12-15-3-N-24 | 4573.8 |  |  | DC12-24V
112170561 | E58HB12-15-3-N-5 | 4573.8 |  |  | DC5V
112170570 | E58HB12-20-3-N-24 | 4573.8 |  |  | DC12-24V
112170571 | E58HB12-20-3-N-5 | 4573.8 |  |  | DC5V
112170580 | E58HB12-23-3-N-24 | 4573.8 |  |  | DC12-24V
112170581 | E58HB12-23-3-N-5 | 4573.8 |  |  | DC5V
112170590 | E58HB12-25-3-N-24 | 4573.8 |  |  | DC12-24V
112170591 | E58HB12-25-3-N-5 | 4573.8 |  |  | DC5V
112170600 | E58HB12-30-3-N-24 | 4573.8 |  |  | DC12-24V
112170601 | E58HB12-30-3-N-5 | 4573.8 |  |  | DC5V
112170610 | E58HB12-35-3-N-24 | 4573.8 |  |  | DC12-24V
112170611 | E58HB12-35-3-N-5 | 4573.8 |  |  | DC5V
112170620 | E58HB12-40-3-N-24 | 4573.8 |  |  | DC12-24V
112170621 | E58HB12-40-3-N-5 | 4573.8 |  |  | DC5V
112170630 | E58HB12-45-3-N-24 | 4573.8 |  |  | DC12-24V
112170631 | E58HB12-45-3-N-5 | 4573.8 |  |  | DC5V
112170640 | E58HB12-50-3-N-24 | 4573.8 |  |  | DC12-24V
112170641 | E58HB12-50-3-N-5 | 4573.8 |  |  | DC5V
112170650 | E58HB12-60-3-N-24 | 4573.8 |  |  | DC12-24V
112170651 | E58HB12-60-3-N-5 | 4573.8 |  |  | DC5V
112170660 | E58HB12-75-3-N-24 | 4573.8 |  |  | DC12-24V
112170661 | E58HB12-75-3-N-5 | 4573.8 |  |  | DC5V
112170670 | E58HB12-100-3-N-24 | 4573.8 |  |  | DC12-24V
112170671 | E58HB12-100-3-N-5 | 4573.8 |  |  | DC5V
112170680 | E58HB12-120-3-N-24 | 4573.8 |  |  | DC12-24V
112170681 | E58HB12-120-3-N-5 | 4573.8 |  |  | DC5V
112170690 | E58HB12-125-3-N-24 | 4573.8 |  |  | DC12-24V
112170691 | E58HB12-125-3-N-5 | 4573.8 |  |  | DC5V
112170700 | E58HB12-150-3-N-24 | 4573.8 |  |  | DC12-24V
112170701 | E58HB12-150-3-N-5 | 4573.8 |  |  | DC5V
112170710 | E58HB12-192-3-N-24 | 4573.8 |  |  | DC12-24V
112170711 | E58HB12-192-3-N-5 | 4573.8 |  |  | DC5V
112170720 | E58HB12-200-3-N-24 | 4573.8 |  |  | DC12-24V
112170721 | E58HB12-200-3-N-5 | 4573.8 |  |  | DC5V
112170730 | E58HB12-240-3-N-24 | 4573.8 |  |  | DC12-24V
112170731 | E58HB12-240-3-N-5 | 4573.8 |  |  | DC5V
112170740 | E58HB12-250-3-N-24 | 4573.8 |  |  | DC12-24V
112170741 | E58HB12-250-3-N-5 | 4573.8 |  |  | DC5V
112170750 | E58HB12-256-3-N-24 | 4573.8 |  |  | DC12-24V
112170751 | E58HB12-256-3-N-5 | 4573.8 |  |  | DC5V
112170760 | E58HB12-300-3-N-24 | 4573.8 |  |  | DC12-24V
112170761 | E58HB12-300-3-N-5 | 4573.8 |  |  | DC5V
112170770 | E58HB12-360-3-N-24 | 4573.8 |  |  | DC12-24V
112170771 | E58HB12-360-3-N-5 | 4573.8 |  |  | DC5V
112170780 | E58HB12-400-3-N-24 | 4573.8 |  |  | DC12-24V
112170781 | E58HB12-400-3-N-5 | 4573.8 |  |  | DC5V
112170790 | E58HB12-500-3-N-24 | 4573.8 |  |  | DC12-24V
112170791 | E58HB12-500-3-N-5 | 4573.8 |  |  | DC5V
112170800 | E58HB12-512-3-N-24 | 4573.8 |  |  | DC12-24V
112170801 | E58HB12-512-3-N-5 | 4573.8 |  |  | DC5V
112170810 | E58HB12-600-3-N-24 | 4573.8 |  |  | DC12-24V
112170811 | E58HB12-600-3-N-5 | 4573.8 |  |  | DC5V
112170820 | E58HB12-800-3-N-24 | 4573.8 |  |  | DC12-24V
112170821 | E58HB12-800-3-N-5 | 4573.8 |  |  | DC5V
112170830 | E58HB12-1000-3-N-24 | 5266.8 |  |  | DC12-24V
112170831 | E58HB12-1000-3-N-5 | 5266.8 |  |  | DC5V
112170840 | E58HB12-1024-3-N-24 | 5266.8 |  |  | DC12-24V
112170841 | E58HB12-1024-3-N-5 | 5266.8 |  |  | DC5V
112170850 | E58HB12-1200-3-N-24 | 5266.8 |  |  | DC12-24V
112170851 | E58HB12-1200-3-N-5 | 5266.8 |  |  | DC5V
112170860 | E58HB12-1500-3-N-24 | 5266.8 |  |  | DC12-24V
112170861 | E58HB12-1500-3-N-5 | 5266.8 |  |  | DC5V
112170870 | E58HB12-1800-3-N-24 | 5266.8 |  |  | DC12-24V
112170871 | E58HB12-1800-3-N-5 | 5266.8 |  |  | DC5V
112170880 | E58HB12-2000-3-N-24 | 5266.8 |  |  | DC12-24V
112170881 | E58HB12-2000-3-N-5 | 5266.8 |  |  | DC5V
112170890 | E58HB12-2048-3-N-24 | 5266.8 |  |  | DC12-24V
112170891 | E58HB12-2048-3-N-5 | 5266.8 |  |  | DC5V
112170900 | E58HB12-2500-3-N-24 | 5266.8 |  |  | DC12-24V
112170901 | E58HB12-2500-3-N-5 | 5266.8 |  |  | DC5V
112170910 | E58HB12-3000-3-N-24 | 5266.8 |  |  | DC12-24V
112170911 | E58HB12-3000-3-N-5 | 5266.8 |  |  | DC5V
112170920 | E58HB12-3600-3-N-24 | 5266.8 |  |  | DC12-24V
112170921 | E58HB12-3600-3-N-5 | 5266.8 |  |  | DC5V
112170930 | E58HB12-5000-3-N-24 | 6306.3 |  |  | DC12-24V
112170931 | E58HB12-5000-3-N-5 | 6306.3 |  |  | DC5V
112171010 | E58HB12-1-2-V-24 | 4573.8 |  |  | DC12-24V
112171011 | E58HB12-1-2-V-5 | 4573.8 |  |  | DC5V
112171020 | E58HB12-2-2-V-24 | 4573.8 |  |  | DC12-24V
112171021 | E58HB12-2-2-V-5 | 4573.8 |  |  | DC5V
112171030 | E58HB12-5-2-V-24 | 4573.8 |  |  | DC12-24V
112171031 | E58HB12-5-2-V-5 | 4573.8 |  |  | DC5V
112171040 | E58HB12-10-3-V-24 | 4573.8 |  |  | DC12-24V
112171041 | E58HB12-10-3-V-5 | 4573.8 |  |  | DC5V
112171050 | E58HB12-12-2-V-24 | 4573.8 |  |  | DC12-24V
112171051 | E58HB12-12-2-V-5 | 4573.8 |  |  | DC5V
112171060 | E58HB12-15-3-V-24 | 4573.8 |  |  | DC12-24V
112171061 | E58HB12-15-3-V-5 | 4573.8 |  |  | DC5V
112171070 | E58HB12-20-3-V-24 | 4573.8 |  |  | DC12-24V
112171071 | E58HB12-20-3-V-5 | 4573.8 |  |  | DC5V
112171080 | E58HB12-23-3-V-24 | 4573.8 |  |  | DC12-24V
112171081 | E58HB12-23-3-V-5 | 4573.8 |  |  | DC5V
112171090 | E58HB12-25-3-V-24 | 4573.8 |  |  | DC12-24V
112171091 | E58HB12-25-3-V-5 | 4573.8 |  |  | DC5V
112171100 | E58HB12-30-3-V-24 | 4573.8 |  |  | DC12-24V
112171101 | E58HB12-30-3-V-5 | 4573.8 |  |  | DC5V
112171110 | E58HB12-35-3-V-24 | 4573.8 |  |  | DC12-24V
112171111 | E58HB12-35-3-V-5 | 4573.8 |  |  | DC5V
112171120 | E58HB12-40-3-V-24 | 4573.8 |  |  | DC12-24V
112171121 | E58HB12-40-3-V-5 | 4573.8 |  |  | DC5V
112171130 | E58HB12-45-3-V-24 | 4573.8 |  |  | DC12-24V
112171131 | E58HB12-45-3-V-5 | 4573.8 |  |  | DC5V
112171140 | E58HB12-50-3-V-24 | 4573.8 |  |  | DC12-24V
112171141 | E58HB12-50-3-V-5 | 4573.8 |  |  | DC5V
112171150 | E58HB12-60-3-V-24 | 4573.8 |  |  | DC12-24V
112171151 | E58HB12-60-3-V-5 | 4573.8 |  |  | DC5V
112171160 | E58HB12-75-3-V-24 | 4573.8 |  |  | DC12-24V
112171161 | E58HB12-75-3-V-5 | 4573.8 |  |  | DC5V
112171170 | E58HB12-100-3-V-24 | 4573.8 |  |  | DC12-24V
112171171 | E58HB12-100-3-V-5 | 4573.8 |  |  | DC5V
112171180 | E58HB12-120-3-V-24 | 4573.8 |  |  | DC12-24V
112171181 | E58HB12-120-3-V-5 | 4573.8 |  |  | DC5V
112171190 | E58HB12-125-3-V-24 | 4573.8 |  |  | DC12-24V
112171191 | E58HB12-125-3-V-5 | 4573.8 |  |  | DC5V
112171200 | E58HB12-150-3-V-24 | 4573.8 |  |  | DC12-24V
112171201 | E58HB12-150-3-V-5 | 4573.8 |  |  | DC5V
112171210 | E58HB12-192-3-V-24 | 4573.8 |  |  | DC12-24V
112171211 | E58HB12-192-3-V-5 | 4573.8 |  |  | DC5V
112171220 | E58HB12-200-3-V-24 | 4573.8 |  |  | DC12-24V
112171221 | E58HB12-200-3-V-5 | 4573.8 |  |  | DC5V
112171230 | E58HB12-240-3-V-24 | 4573.8 |  |  | DC12-24V
112171231 | E58HB12-240-3-V-5 | 4573.8 |  |  | DC5V
112171240 | E58HB12-250-3-V-24 | 4573.8 |  |  | DC12-24V
112171241 | E58HB12-250-3-V-5 | 4573.8 |  |  | DC5V
112171250 | E58HB12-256-3-V-24 | 4573.8 |  |  | DC12-24V
112171251 | E58HB12-256-3-V-5 | 4573.8 |  |  | DC5V
112171260 | E58HB12-300-3-V-24 | 4573.8 |  |  | DC12-24V
112171261 | E58HB12-300-3-V-5 | 4573.8 |  |  | DC5V
112171270 | E58HB12-360-3-V-24 | 4573.8 |  |  | DC12-24V
112171271 | E58HB12-360-3-V-5 | 4573.8 |  |  | DC5V
112171280 | E58HB12-400-3-V-24 | 4573.8 |  |  | DC12-24V
112171281 | E58HB12-400-3-V-5 | 4573.8 |  |  | DC5V
112171290 | E58HB12-500-3-V-24 | 4573.8 |  |  | DC12-24V
112171291 | E58HB12-500-3-V-5 | 4573.8 |  |  | DC5V
112171300 | E58HB12-512-3-V-24 | 4573.8 |  |  | DC12-24V
112171301 | E58HB12-512-3-V-5 | 4573.8 |  |  | DC5V
112171310 | E58HB12-600-3-V-24 | 4573.8 |  |  | DC12-24V
112171311 | E58HB12-600-3-V-5 | 4573.8 |  |  | DC5V
112171320 | E58HB12-800-3-V-24 | 4573.8 |  |  | DC12-24V
112171321 | E58HB12-800-3-V-5 | 4573.8 |  |  | DC5V
112171330 | E58HB12-1000-3-V-24 | 5266.8 |  |  | DC12-24V
112171331 | E58HB12-1000-3-V-5 | 5266.8 |  |  | DC5V
112171340 | E58HB12-1024-3-V-24 | 5266.8 |  |  | DC12-24V
112171341 | E58HB12-1024-3-V-5 | 5266.8 |  |  | DC5V
112171350 | E58HB12-1200-3-V-24 | 5266.8 |  |  | DC12-24V
112171351 | E58HB12-1200-3-V-5 | 5266.8 |  |  | DC5V
112171360 | E58HB12-1500-3-V-24 | 5266.8 |  |  | DC12-24V
112171361 | E58HB12-1500-3-V-5 | 5266.8 |  |  | DC5V
112171370 | E58HB12-1800-3-V-24 | 5266.8 |  |  | DC12-24V
112171371 | E58HB12-1800-3-V-5 | 5266.8 |  |  | DC5V
112171380 | E58HB12-2000-3-V-24 | 5266.8 |  |  | DC12-24V
112171381 | E58HB12-2000-3-V-5 | 5266.8 |  |  | DC5V
112171390 | E58HB12-2048-3-V-24 | 5266.8 |  |  | DC12-24V
112171391 | E58HB12-2048-3-V-5 | 5266.8 |  |  | DC5V
112171400 | E58HB12-2500-3-V-24 | 5266.8 |  |  | DC12-24V
112171401 | E58HB12-2500-3-V-5 | 5266.8 |  |  | DC5V
112171410 | E58HB12-3000-3-V-24 | 5266.8 |  |  | DC12-24V
112171411 | E58HB12-3000-3-V-5 | 5266.8 |  |  | DC5V
112171420 | E58HB12-3600-3-V-24 | 5266.8 |  |  | DC12-24V
112171421 | E58HB12-3600-3-V-5 | 5266.8 |  |  | DC5V
112171430 | E58HB12-5000-3-V-24 | 6306.3 |  |  | DC12-24V
112171431 | E58HB12-5000-3-V-5 | 6306.3 |  |  | DC5V
112171510 | E58HB12-1-4-L-5 | 5266.8 |  |  | DC5V
112171520 | E58HB12-2-4-L-5 | 5266.8 |  |  | DC5V
112171530 | E58HB12-5-4-L-5 | 5266.8 |  |  | DC5V
112171540 | E58HB12-10-6-L-5 | 5266.8 |  |  | DC5V
112171550 | E58HB12-12-4-L-5 | 5266.8 |  |  | DC5V
112171560 | E58HB12-15-6-L-5 | 5266.8 |  |  | DC5V
112171570 | E58HB12-20-6-L-5 | 5266.8 |  |  | DC5V
112171580 | E58HB12-23-6-L-5 | 5266.8 |  |  | DC5V
112171590 | E58HB12-25-6-L-5 | 5266.8 |  |  | DC5V
112171600 | E58HB12-30-6-L-5 | 5266.8 |  |  | DC5V
112171610 | E58HB12-35-6-L-5 | 5266.8 |  |  | DC5V
112171620 | E58HB12-40-6-L-5 | 5266.8 |  |  | DC5V
112171630 | E58HB12-45-6-L-5 | 5266.8 |  |  | DC5V
112171640 | E58HB12-50-6-L-5 | 5266.8 |  |  | DC5V
112171650 | E58HB12-60-6-L-5 | 5266.8 |  |  | DC5V
112171660 | E58HB12-75-6-L-5 | 5266.8 |  |  | DC5V
112171670 | E58HB12-100-6-L-5 | 5266.8 |  |  | DC5V
112171680 | E58HB12-120-6-L-5 | 5266.8 |  |  | DC5V
112171690 | E58HB12-125-6-L-5 | 5266.8 |  |  | DC5V
112171700 | E58HB12-150-6-L-5 | 5266.8 |  |  | DC5V
112171710 | E58HB12-192-6-L-5 | 5266.8 |  |  | DC5V
112171720 | E58HB12-200-6-L-5 | 5266.8 |  |  | DC5V
112171730 | E58HB12-240-6-L-5 | 5266.8 |  |  | DC5V
112171740 | E58HB12-250-6-L-5 | 5266.8 |  |  | DC5V
112171750 | E58HB12-256-6-L-5 | 5266.8 |  |  | DC5V
112171760 | E58HB12-300-6-L-5 | 5266.8 |  |  | DC5V
112171770 | E58HB12-360-6-L-5 | 5266.8 |  |  | DC5V
112171780 | E58HB12-400-6-L-5 | 5266.8 |  |  | DC5V
112171790 | E58HB12-500-6-L-5 | 5266.8 |  |  | DC5V
112171800 | E58HB12-512-6-L-5 | 5266.8 |  |  | DC5V
112171810 | E58HB12-600-6-L-5 | 5266.8 |  |  | DC5V
112171820 | E58HB12-800-6-L-5 | 5266.8 |  |  | DC5V
112171830 | E58HB12-1000-6-L-5 | 5890.5 |  |  | DC5V
112171840 | E58HB12-1024-6-L-5 | 5890.5 |  |  | DC5V
112171850 | E58HB12-1200-6-L-5 | 5890.5 |  |  | DC5V
112171860 | E58HB12-1500-6-L-5 | 5890.5 |  |  | DC5V
112171870 | E58HB12-1800-6-L-5 | 5890.5 |  |  | DC5V
112171880 | E58HB12-2000-6-L-5 | 5890.5 |  |  | DC5V
112171890 | E58HB12-2048-6-L-5 | 5890.5 |  |  | DC5V
112171900 | E58HB12-2500-6-L-5 | 5890.5 |  |  | DC5V
112171910 | E58HB12-3000-6-L-5 | 5890.5 |  |  | DC5V
112171920 | E58HB12-3600-6-L-5 | 5890.5 |  |  | DC5V
112171930 | E58HB12-5000-6-L-5 | 7325.01 |  |  | DC5V
112172010 | E58HB12-1-2-T-24-C | 4920.3 |  |  | DC12-24V
112172011 | E58HB12-1-2-T-5-C | 4920.3 |  |  | DC5V
112172020 | E58HB12-2-2-T-24-C | 4920.3 |  |  | DC12-24V
112172021 | E58HB12-2-2-T-5-C | 4920.3 |  |  | DC5V
112172030 | E58HB12-5-2-T-24-C | 4920.3 |  |  | DC12-24V
112172031 | E58HB12-5-2-T-5-C | 4920.3 |  |  | DC5V
112172040 | E58HB12-10-3-T-24-C | 4920.3 |  |  | DC12-24V
112172041 | E58HB12-10-3-T-5-C | 4920.3 |  |  | DC5V
112172050 | E58HB12-12-2-T-24-C | 4920.3 |  |  | DC12-24V
112172051 | E58HB12-12-2-T-5-C | 4920.3 |  |  | DC5V
112172060 | E58HB12-15-3-T-24-C | 4920.3 |  |  | DC12-24V
112172061 | E58HB12-15-3-T-5-C | 4920.3 |  |  | DC5V
112172070 | E58HB12-20-3-T-24-C | 4920.3 |  |  | DC12-24V
112172071 | E58HB12-20-3-T-5-C | 4920.3 |  |  | DC5V
112172080 | E58HB12-23-3-T-24-C | 4920.3 |  |  | DC12-24V
112172081 | E58HB12-23-3-T-5-C | 4920.3 |  |  | DC5V
112172090 | E58HB12-25-3-T-24-C | 4920.3 |  |  | DC12-24V
112172091 | E58HB12-25-3-T-5-C | 4920.3 |  |  | DC5V
112172100 | E58HB12-30-3-T-24-C | 4920.3 |  |  | DC12-24V
112172101 | E58HB12-30-3-T-5-C | 4920.3 |  |  | DC5V
112172110 | E58HB12-35-3-T-24-C | 4920.3 |  |  | DC12-24V
112172111 | E58HB12-35-3-T-5-C | 4920.3 |  |  | DC5V
112172120 | E58HB12-40-3-T-24-C | 4920.3 |  |  | DC12-24V
112172121 | E58HB12-40-3-T-5-C | 4920.3 |  |  | DC5V
112172130 | E58HB12-45-3-T-24-C | 4920.3 |  |  | DC12-24V
112172131 | E58HB12-45-3-T-5-C | 4920.3 |  |  | DC5V
112172140 | E58HB12-50-3-T-24-C | 4920.3 |  |  | DC12-24V
112172141 | E58HB12-50-3-T-5-C | 4920.3 |  |  | DC5V
112172150 | E58HB12-60-3-T-24-C | 4920.3 |  |  | DC12-24V
112172151 | E58HB12-60-3-T-5-C | 4920.3 |  |  | DC5V
112172160 | E58HB12-75-3-T-24-C | 4920.3 |  |  | DC12-24V
112172161 | E58HB12-75-3-T-5-C | 4920.3 |  |  | DC5V
112172170 | E58HB12-100-3-T-24-C | 4920.3 |  |  | DC12-24V
112172171 | E58HB12-100-3-T-5-C | 4920.3 |  |  | DC5V
112172180 | E58HB12-120-3-T-24-C | 4920.3 |  |  | DC12-24V
112172181 | E58HB12-120-3-T-5-C | 4920.3 |  |  | DC5V
112172190 | E58HB12-125-3-T-24-C | 4920.3 |  |  | DC12-24V
112172191 | E58HB12-125-3-T-5-C | 4920.3 |  |  | DC5V
112172200 | E58HB12-150-3-T-24-C | 4920.3 |  |  | DC12-24V
112172201 | E58HB12-150-3-T-5-C | 4920.3 |  |  | DC5V
112172210 | E58HB12-192-3-T-24-C | 4920.3 |  |  | DC12-24V
112172211 | E58HB12-192-3-T-5-C | 4920.3 |  |  | DC5V
112172220 | E58HB12-200-3-T-24-C | 4920.3 |  |  | DC12-24V
112172221 | E58HB12-200-3-T-5-C | 4920.3 |  |  | DC5V
112172230 | E58HB12-240-3-T-24-C | 4920.3 |  |  | DC12-24V
112172231 | E58HB12-240-3-T-5-C | 4920.3 |  |  | DC5V
112172240 | E58HB12-250-3-T-24-C | 4920.3 |  |  | DC12-24V
112172241 | E58HB12-250-3-T-5-C | 4920.3 |  |  | DC5V
112172250 | E58HB12-256-3-T-24-C | 4920.3 |  |  | DC12-24V
112172251 | E58HB12-256-3-T-5-C | 4920.3 |  |  | DC5V
112172260 | E58HB12-300-3-T-24-C | 4920.3 |  |  | DC12-24V
112172261 | E58HB12-300-3-T-5-C | 4920.3 |  |  | DC5V
112172270 | E58HB12-360-3-T-24-C | 4920.3 |  |  | DC12-24V
112172271 | E58HB12-360-3-T-5-C | 4920.3 |  |  | DC5V
112172280 | E58HB12-400-3-T-24-C | 4920.3 |  |  | DC12-24V
112172281 | E58HB12-400-3-T-5-C | 4920.3 |  |  | DC5V
112172290 | E58HB12-500-3-T-24-C | 4920.3 |  |  | DC12-24V
112172291 | E58HB12-500-3-T-5-C | 4920.3 |  |  | DC5V
112172300 | E58HB12-512-3-T-24-C | 4920.3 |  |  | DC12-24V
112172301 | E58HB12-512-3-T-5-C | 4920.3 |  |  | DC5V
112172310 | E58HB12-600-3-T-24-C | 4920.3 |  |  | DC12-24V
112172311 | E58HB12-600-3-T-5-C | 4920.3 |  |  | DC5V
112172320 | E58HB12-800-3-T-24-C | 4920.3 |  |  | DC12-24V
112172321 | E58HB12-800-3-T-5-C | 4920.3 |  |  | DC5V
112172330 | E58HB12-1000-3-T-24-C | 5613.3 |  |  | DC12-24V
112172331 | E58HB12-1000-3-T-5-C | 5613.3 |  |  | DC5V
112172340 | E58HB12-1024-3-T-24-C | 5613.3 |  |  | DC12-24V
112172341 | E58HB12-1024-3-T-5-C | 5613.3 |  |  | DC5V
112172350 | E58HB12-1200-3-T-24-C | 5613.3 |  |  | DC12-24V
112172351 | E58HB12-1200-3-T-5-C | 5613.3 |  |  | DC5V
112172360 | E58HB12-1500-3-T-24-C | 5613.3 |  |  | DC12-24V
112172361 | E58HB12-1500-3-T-5-C | 5613.3 |  |  | DC5V
112172370 | E58HB12-1800-3-T-24-C | 5613.3 |  |  | DC12-24V
112172371 | E58HB12-1800-3-T-5-C | 5613.3 |  |  | DC5V
112172380 | E58HB12-2000-3-T-24-C | 5613.3 |  |  | DC12-24V
112172381 | E58HB12-2000-3-T-5-C | 5613.3 |  |  | DC5V
112172390 | E58HB12-2048-3-T-24-C | 5613.3 |  |  | DC12-24V
112172391 | E58HB12-2048-3-T-5-C | 5613.3 |  |  | DC5V
112172400 | E58HB12-2500-3-T-24-C | 5613.3 |  |  | DC12-24V
112172401 | E58HB12-2500-3-T-5-C | 5613.3 |  |  | DC5V
112172410 | E58HB12-3000-3-T-24-C | 5613.3 |  |  | DC12-24V
112172411 | E58HB12-3000-3-T-5-C | 5613.3 |  |  | DC5V
112172420 | E58HB12-3600-3-T-24-C | 5613.3 |  |  | DC12-24V
112172421 | E58HB12-3600-3-T-5-C | 5613.3 |  |  | DC5V
112172430 | E58HB12-5000-3-T-24-C | 6652.8 |  |  | DC12-24V
112172431 | E58HB12-5000-3-T-5-C | 6652.8 |  |  | DC5V
112172510 | E58HB12-1-2-N-24-C | 4920.3 |  |  | DC12-24V
112172511 | E58HB12-1-2-N-5-C | 4920.3 |  |  | DC5V
112172520 | E58HB12-2-2-N-24-C | 4920.3 |  |  | DC12-24V
112172521 | E58HB12-2-2-N-5-C | 4920.3 |  |  | DC5V
112172530 | E58HB12-5-2-N-24-C | 4920.3 |  |  | DC12-24V
112172531 | E58HB12-5-2-N-5-C | 4920.3 |  |  | DC5V
112172540 | E58HB12-10-3-N-24-C | 4920.3 |  |  | DC12-24V
112172541 | E58HB12-10-3-N-5-C | 4920.3 |  |  | DC5V
112172550 | E58HB12-12-2-N-24-C | 4920.3 |  |  | DC12-24V
112172551 | E58HB12-12-2-N-5-C | 4920.3 |  |  | DC5V
112172560 | E58HB12-15-3-N-24-C | 4920.3 |  |  | DC12-24V
112172561 | E58HB12-15-3-N-5-C | 4920.3 |  |  | DC5V
112172570 | E58HB12-20-3-N-24-C | 4920.3 |  |  | DC12-24V
112172571 | E58HB12-20-3-N-5-C | 4920.3 |  |  | DC5V
112172580 | E58HB12-23-3-N-24-C | 4920.3 |  |  | DC12-24V
112172581 | E58HB12-23-3-N-5-C | 4920.3 |  |  | DC5V
112172590 | E58HB12-25-3-N-24-C | 4920.3 |  |  | DC12-24V
112172591 | E58HB12-25-3-N-5-C | 4920.3 |  |  | DC5V
112172600 | E58HB12-30-3-N-24-C | 4920.3 |  |  | DC12-24V
112172601 | E58HB12-30-3-N-5-C | 4920.3 |  |  | DC5V
112172610 | E58HB12-35-3-N-24-C | 4920.3 |  |  | DC12-24V
112172611 | E58HB12-35-3-N-5-C | 4920.3 |  |  | DC5V
112172620 | E58HB12-40-3-N-24-C | 4920.3 |  |  | DC12-24V
112172621 | E58HB12-40-3-N-5-C | 4920.3 |  |  | DC5V
112172630 | E58HB12-45-3-N-24-C | 4920.3 |  |  | DC12-24V
112172631 | E58HB12-45-3-N-5-C | 4920.3 |  |  | DC5V
112172640 | E58HB12-50-3-N-24-C | 4920.3 |  |  | DC12-24V
112172641 | E58HB12-50-3-N-5-C | 4920.3 |  |  | DC5V
112172650 | E58HB12-60-3-N-24-C | 4920.3 |  |  | DC12-24V
112172651 | E58HB12-60-3-N-5-C | 4920.3 |  |  | DC5V
112172660 | E58HB12-75-3-N-24-C | 4920.3 |  |  | DC12-24V
112172661 | E58HB12-75-3-N-5-C | 4920.3 |  |  | DC5V
112172670 | E58HB12-100-3-N-24-C | 4920.3 |  |  | DC12-24V
112172671 | E58HB12-100-3-N-5-C | 4920.3 |  |  | DC5V
112172680 | E58HB12-120-3-N-24-C | 4920.3 |  |  | DC12-24V
112172681 | E58HB12-120-3-N-5-C | 4920.3 |  |  | DC5V
112172690 | E58HB12-125-3-N-24-C | 4920.3 |  |  | DC12-24V
112172691 | E58HB12-125-3-N-5-C | 4920.3 |  |  | DC5V
112172700 | E58HB12-150-3-N-24-C | 4920.3 |  |  | DC12-24V
112172701 | E58HB12-150-3-N-5-C | 4920.3 |  |  | DC5V
112172710 | E58HB12-192-3-N-24-C | 4920.3 |  |  | DC12-24V
112172711 | E58HB12-192-3-N-5-C | 4920.3 |  |  | DC5V
112172720 | E58HB12-200-3-N-24-C | 4920.3 |  |  | DC12-24V
112172721 | E58HB12-200-3-N-5-C | 4920.3 |  |  | DC5V
112172730 | E58HB12-240-3-N-24-C | 4920.3 |  |  | DC12-24V
112172731 | E58HB12-240-3-N-5-C | 4920.3 |  |  | DC5V
112172740 | E58HB12-250-3-N-24-C | 4920.3 |  |  | DC12-24V
112172741 | E58HB12-250-3-N-5-C | 4920.3 |  |  | DC5V
112172750 | E58HB12-256-3-N-24-C | 4920.3 |  |  | DC12-24V
112172751 | E58HB12-256-3-N-5-C | 4920.3 |  |  | DC5V
112172760 | E58HB12-300-3-N-24-C | 4920.3 |  |  | DC12-24V
112172761 | E58HB12-300-3-N-5-C | 4920.3 |  |  | DC5V
112172770 | E58HB12-360-3-N-24-C | 4920.3 |  |  | DC12-24V
112172771 | E58HB12-360-3-N-5-C | 4920.3 |  |  | DC5V
112172780 | E58HB12-400-3-N-24-C | 4920.3 |  |  | DC12-24V
112172781 | E58HB12-400-3-N-5-C | 4920.3 |  |  | DC5V
112172790 | E58HB12-500-3-N-24-C | 4920.3 |  |  | DC12-24V
112172791 | E58HB12-500-3-N-5-C | 4920.3 |  |  | DC5V
112172800 | E58HB12-512-3-N-24-C | 4920.3 |  |  | DC12-24V
112172801 | E58HB12-512-3-N-5-C | 4920.3 |  |  | DC5V
112172810 | E58HB12-600-3-N-24-C | 4920.3 |  |  | DC12-24V
112172811 | E58HB12-600-3-N-5-C | 4920.3 |  |  | DC5V
112172820 | E58HB12-800-3-N-24-C | 4920.3 |  |  | DC12-24V
112172821 | E58HB12-800-3-N-5-C | 4920.3 |  |  | DC5V
112172830 | E58HB12-1000-3-N-24-C | 5613.3 |  |  | DC12-24V
112172831 | E58HB12-1000-3-N-5-C | 5613.3 |  |  | DC5V
112172840 | E58HB12-1024-3-N-24-C | 5613.3 |  |  | DC12-24V
112172841 | E58HB12-1024-3-N-5-C | 5613.3 |  |  | DC5V
112172850 | E58HB12-1200-3-N-24-C | 5613.3 |  |  | DC12-24V
112172851 | E58HB12-1200-3-N-5-C | 5613.3 |  |  | DC5V
112172860 | E58HB12-1500-3-N-24-C | 5613.3 |  |  | DC12-24V
112172861 | E58HB12-1500-3-N-5-C | 5613.3 |  |  | DC5V
112172870 | E58HB12-1800-3-N-24-C | 5613.3 |  |  | DC12-24V
112172871 | E58HB12-1800-3-N-5-C | 5613.3 |  |  | DC5V
112172880 | E58HB12-2000-3-N-24-C | 5613.3 |  |  | DC12-24V
112172881 | E58HB12-2000-3-N-5-C | 5613.3 |  |  | DC5V
112172890 | E58HB12-2048-3-N-24-C | 5613.3 |  |  | DC12-24V
112172891 | E58HB12-2048-3-N-5-C | 5613.3 |  |  | DC5V
112172900 | E58HB12-2500-3-N-24-C | 5613.3 |  |  | DC12-24V
112172901 | E58HB12-2500-3-N-5-C | 5613.3 |  |  | DC5V
112172910 | E58HB12-3000-3-N-24-C | 5613.3 |  |  | DC12-24V
112172911 | E58HB12-3000-3-N-5-C | 5613.3 |  |  | DC5V
112172920 | E58HB12-3600-3-N-24-C | 5613.3 |  |  | DC12-24V
112172921 | E58HB12-3600-3-N-5-C | 5613.3 |  |  | DC5V
112172930 | E58HB12-5000-3-N-24-C | 6652.8 |  |  | DC12-24V
112172931 | E58HB12-5000-3-N-5-C | 6652.8 |  |  | DC5V
112173010 | E58HB12-1-2-V-24-C | 4920.3 |  |  | DC12-24V
112173011 | E58HB12-1-2-V-5-C | 4920.3 |  |  | DC5V
112173020 | E58HB12-2-2-V-24-C | 4920.3 |  |  | DC12-24V
112173021 | E58HB12-2-2-V-5-C | 4920.3 |  |  | DC5V
112173030 | E58HB12-5-2-V-24-C | 4920.3 |  |  | DC12-24V
112173031 | E58HB12-5-2-V-5-C | 4920.3 |  |  | DC5V
112173040 | E58HB12-10-3-V-24-C | 4920.3 |  |  | DC12-24V
112173041 | E58HB12-10-3-V-5-C | 4920.3 |  |  | DC5V
112173050 | E58HB12-12-2-V-24-C | 4920.3 |  |  | DC12-24V
112173051 | E58HB12-12-2-V-5-C | 4920.3 |  |  | DC5V
112173060 | E58HB12-15-3-V-24-C | 4920.3 |  |  | DC12-24V
112173061 | E58HB12-15-3-V-5-C | 4920.3 |  |  | DC5V
112173070 | E58HB12-20-3-V-24-C | 4920.3 |  |  | DC12-24V
112173071 | E58HB12-20-3-V-5-C | 4920.3 |  |  | DC5V
112173080 | E58HB12-23-3-V-24-C | 4920.3 |  |  | DC12-24V
112173081 | E58HB12-23-3-V-5-C | 4920.3 |  |  | DC5V
112173090 | E58HB12-25-3-V-24-C | 4920.3 |  |  | DC12-24V
112173091 | E58HB12-25-3-V-5-C | 4920.3 |  |  | DC5V
112173100 | E58HB12-30-3-V-24-C | 4920.3 |  |  | DC12-24V
112173101 | E58HB12-30-3-V-5-C | 4920.3 |  |  | DC5V
112173110 | E58HB12-35-3-V-24-C | 4920.3 |  |  | DC12-24V
112173111 | E58HB12-35-3-V-5-C | 4920.3 |  |  | DC5V
112173120 | E58HB12-40-3-V-24-C | 4920.3 |  |  | DC12-24V
112173121 | E58HB12-40-3-V-5-C | 4920.3 |  |  | DC5V
112173130 | E58HB12-45-3-V-24-C | 4920.3 |  |  | DC12-24V
112173131 | E58HB12-45-3-V-5-C | 4920.3 |  |  | DC5V
112173140 | E58HB12-50-3-V-24-C | 4920.3 |  |  | DC12-24V
112173141 | E58HB12-50-3-V-5-C | 4920.3 |  |  | DC5V
112173150 | E58HB12-60-3-V-24-C | 4920.3 |  |  | DC12-24V
112173151 | E58HB12-60-3-V-5-C | 4920.3 |  |  | DC5V
112173160 | E58HB12-75-3-V-24-C | 4920.3 |  |  | DC12-24V
112173161 | E58HB12-75-3-V-5-C | 4920.3 |  |  | DC5V
112173170 | E58HB12-100-3-V-24-C | 4920.3 |  |  | DC12-24V
112173171 | E58HB12-100-3-V-5-C | 4920.3 |  |  | DC5V
112173180 | E58HB12-120-3-V-24-C | 4920.3 |  |  | DC12-24V
112173181 | E58HB12-120-3-V-5-C | 4920.3 |  |  | DC5V
112173190 | E58HB12-125-3-V-24-C | 4920.3 |  |  | DC12-24V
112173191 | E58HB12-125-3-V-5-C | 4920.3 |  |  | DC5V
112173200 | E58HB12-150-3-V-24-C | 4920.3 |  |  | DC12-24V
112173201 | E58HB12-150-3-V-5-C | 4920.3 |  |  | DC5V
112173210 | E58HB12-192-3-V-24-C | 4920.3 |  |  | DC12-24V
112173211 | E58HB12-192-3-V-5-C | 4920.3 |  |  | DC5V
112173220 | E58HB12-200-3-V-24-C | 4920.3 |  |  | DC12-24V
112173221 | E58HB12-200-3-V-5-C | 4920.3 |  |  | DC5V
112173230 | E58HB12-240-3-V-24-C | 4920.3 |  |  | DC12-24V
112173231 | E58HB12-240-3-V-5-C | 4920.3 |  |  | DC5V
112173240 | E58HB12-250-3-V-24-C | 4920.3 |  |  | DC12-24V
112173241 | E58HB12-250-3-V-5-C | 4920.3 |  |  | DC5V
112173250 | E58HB12-256-3-V-24-C | 4920.3 |  |  | DC12-24V
112173251 | E58HB12-256-3-V-5-C | 4920.3 |  |  | DC5V
112173260 | E58HB12-300-3-V-24-C | 4920.3 |  |  | DC12-24V
112173261 | E58HB12-300-3-V-5-C | 4920.3 |  |  | DC5V
112173270 | E58HB12-360-3-V-24-C | 4920.3 |  |  | DC12-24V
112173271 | E58HB12-360-3-V-5-C | 4920.3 |  |  | DC5V
112173280 | E58HB12-400-3-V-24-C | 4920.3 |  |  | DC12-24V
112173281 | E58HB12-400-3-V-5-C | 4920.3 |  |  | DC5V
112173290 | E58HB12-500-3-V-24-C | 4920.3 |  |  | DC12-24V
112173291 | E58HB12-500-3-V-5-C | 4920.3 |  |  | DC5V
112173300 | E58HB12-512-3-V-24-C | 4920.3 |  |  | DC12-24V
112173301 | E58HB12-512-3-V-5-C | 4920.3 |  |  | DC5V
112173310 | E58HB12-600-3-V-24-C | 4920.3 |  |  | DC12-24V
112173311 | E58HB12-600-3-V-5-C | 4920.3 |  |  | DC5V
112173320 | E58HB12-800-3-V-24-C | 4920.3 |  |  | DC12-24V
112173321 | E58HB12-800-3-V-5-C | 4920.3 |  |  | DC5V
112173330 | E58HB12-1000-3-V-24-C | 5613.3 |  |  | DC12-24V
112173331 | E58HB12-1000-3-V-5-C | 5613.3 |  |  | DC5V
112173340 | E58HB12-1024-3-V-24-C | 5613.3 |  |  | DC12-24V
112173341 | E58HB12-1024-3-V-5-C | 5613.3 |  |  | DC5V
112173350 | E58HB12-1200-3-V-24-C | 5613.3 |  |  | DC12-24V
112173351 | E58HB12-1200-3-V-5-C | 5613.3 |  |  | DC5V
112173360 | E58HB12-1500-3-V-24-C | 5613.3 |  |  | DC12-24V
112173361 | E58HB12-1500-3-V-5-C | 5613.3 |  |  | DC5V
112173370 | E58HB12-1800-3-V-24-C | 5613.3 |  |  | DC12-24V
112173371 | E58HB12-1800-3-V-5-C | 5613.3 |  |  | DC5V
112173380 | E58HB12-2000-3-V-24-C | 5613.3 |  |  | DC12-24V
112173381 | E58HB12-2000-3-V-5-C | 5613.3 |  |  | DC5V
112173390 | E58HB12-2048-3-V-24-C | 5613.3 |  |  | DC12-24V
112173391 | E58HB12-2048-3-V-5-C | 5613.3 |  |  | DC5V
112173400 | E58HB12-2500-3-V-24-C | 5613.3 |  |  | DC12-24V
112173401 | E58HB12-2500-3-V-5-C | 5613.3 |  |  | DC5V
112173410 | E58HB12-3000-3-V-24-C | 5613.3 |  |  | DC12-24V
112173411 | E58HB12-3000-3-V-5-C | 5613.3 |  |  | DC5V
112173420 | E58HB12-3600-3-V-24-C | 5613.3 |  |  | DC12-24V
112173421 | E58HB12-3600-3-V-5-C | 5613.3 |  |  | DC5V
112173430 | E58HB12-5000-3-V-24-C | 6652.8 |  |  | DC12-24V
112173431 | E58HB12-5000-3-V-5-C | 6652.8 |  |  | DC5V
112173510 | E58HB12-1-4-L-5-C | 5613.3 |  |  | DC5V
112173520 | E58HB12-2-4-L-5-C | 5613.3 |  |  | DC5V
112173530 | E58HB12-5-4-L-5-C | 5613.3 |  |  | DC5V
112173540 | E58HB12-10-6-L-5-C | 5613.3 |  |  | DC5V
112173550 | E58HB12-12-4-L-5-C | 5613.3 |  |  | DC5V
112173560 | E58HB12-15-6-L-5-C | 5613.3 |  |  | DC5V
112173570 | E58HB12-20-6-L-5-C | 5613.3 |  |  | DC5V
112173580 | E58HB12-23-6-L-5-C | 5613.3 |  |  | DC5V
112173590 | E58HB12-25-6-L-5-C | 5613.3 |  |  | DC5V
112173600 | E58HB12-30-6-L-5-C | 5613.3 |  |  | DC5V
112173610 | E58HB12-35-6-L-5-C | 5613.3 |  |  | DC5V
112173620 | E58HB12-40-6-L-5-C | 5613.3 |  |  | DC5V
112173630 | E58HB12-45-6-L-5-C | 5613.3 |  |  | DC5V
112173640 | E58HB12-50-6-L-5-C | 5613.3 |  |  | DC5V
112173650 | E58HB12-60-6-L-5-C | 5613.3 |  |  | DC5V
112173660 | E58HB12-75-6-L-5-C | 5613.3 |  |  | DC5V
112173670 | E58HB12-100-6-L-5-C | 5613.3 |  |  | DC5V
112173680 | E58HB12-120-6-L-5-C | 5613.3 |  |  | DC5V
112173690 | E58HB12-125-6-L-5-C | 5613.3 |  |  | DC5V
112173700 | E58HB12-150-6-L-5-C | 5613.3 |  |  | DC5V
112173710 | E58HB12-192-6-L-5-C | 5613.3 |  |  | DC5V
112173720 | E58HB12-200-6-L-5-C | 5613.3 |  |  | DC5V
112173730 | E58HB12-240-6-L-5-C | 5613.3 |  |  | DC5V
112173740 | E58HB12-250-6-L-5-C | 5613.3 |  |  | DC5V
112173750 | E58HB12-256-6-L-5-C | 5613.3 |  |  | DC5V
112173760 | E58HB12-300-6-L-5-C | 5613.3 |  |  | DC5V
112173770 | E58HB12-360-6-L-5-C | 5613.3 |  |  | DC5V
112173780 | E58HB12-400-6-L-5-C | 5613.3 |  |  | DC5V
112173790 | E58HB12-500-6-L-5-C | 5613.3 |  |  | DC5V
112173800 | E58HB12-512-6-L-5-C | 5613.3 |  |  | DC5V
112173810 | E58HB12-600-6-L-5-C | 5613.3 |  |  | DC5V
112173820 | E58HB12-800-6-L-5-C | 5613.3 |  |  | DC5V
112173830 | E58HB12-1000-6-L-5-C | 6237 |  |  | DC5V
112173840 | E58HB12-1024-6-L-5-C | 6237 |  |  | DC5V
112173850 | E58HB12-1200-6-L-5-C | 6237 |  |  | DC5V
112173860 | E58HB12-1500-6-L-5-C | 6237 |  |  | DC5V
112173870 | E58HB12-1800-6-L-5-C | 6237 |  |  | DC5V
112173880 | E58HB12-2000-6-L-5-C | 6237 |  |  | DC5V
112173890 | E58HB12-2048-6-L-5-C | 6237 |  |  | DC5V
112173900 | E58HB12-2500-6-L-5-C | 6237 |  |  | DC5V
112173910 | E58HB12-3000-6-L-5-C | 6237 |  |  | DC5V
112173920 | E58HB12-3600-6-L-5-C | 6237 |  |  | DC5V
112173930 | E58HB12-5000-6-L-5-C | 7671.51 |  |  | DC5V
112174010 | E58HB12-1-2-T-24-CR | 4920.3 |  |  | DC12-24V
112174011 | E58HB12-1-2-T-5-CR | 4920.3 |  |  | DC5V
112174020 | E58HB12-2-2-T-24-CR | 4920.3 |  |  | DC12-24V
112174021 | E58HB12-2-2-T-5-CR | 4920.3 |  |  | DC5V
112174030 | E58HB12-5-2-T-24-CR | 4920.3 |  |  | DC12-24V
112174031 | E58HB12-5-2-T-5-CR | 4920.3 |  |  | DC5V
112174040 | E58HB12-10-3-T-24-CR | 4920.3 |  |  | DC12-24V
112174041 | E58HB12-10-3-T-5-CR | 4920.3 |  |  | DC5V
112174050 | E58HB12-12-2-T-24-CR | 4920.3 |  |  | DC12-24V
112174051 | E58HB12-12-2-T-5-CR | 4920.3 |  |  | DC5V
112174060 | E58HB12-15-3-T-24-CR | 4920.3 |  |  | DC12-24V
112174061 | E58HB12-15-3-T-5-CR | 4920.3 |  |  | DC5V
112174070 | E58HB12-20-3-T-24-CR | 4920.3 |  |  | DC12-24V
112174071 | E58HB12-20-3-T-5-CR | 4920.3 |  |  | DC5V
112174080 | E58HB12-23-3-T-24-CR | 4920.3 |  |  | DC12-24V
112174081 | E58HB12-23-3-T-5-CR | 4920.3 |  |  | DC5V
112174090 | E58HB12-25-3-T-24-CR | 4920.3 |  |  | DC12-24V
112174091 | E58HB12-25-3-T-5-CR | 4920.3 |  |  | DC5V
112174100 | E58HB12-30-3-T-24-CR | 4920.3 |  |  | DC12-24V
112174101 | E58HB12-30-3-T-5-CR | 4920.3 |  |  | DC5V
112174110 | E58HB12-35-3-T-24-CR | 4920.3 |  |  | DC12-24V
112174111 | E58HB12-35-3-T-5-CR | 4920.3 |  |  | DC5V
112174120 | E58HB12-40-3-T-24-CR | 4920.3 |  |  | DC12-24V
112174121 | E58HB12-40-3-T-5-CR | 4920.3 |  |  | DC5V
112174130 | E58HB12-45-3-T-24-CR | 4920.3 |  |  | DC12-24V
112174131 | E58HB12-45-3-T-5-CR | 4920.3 |  |  | DC5V
112174140 | E58HB12-50-3-T-24-CR | 4920.3 |  |  | DC12-24V
112174141 | E58HB12-50-3-T-5-CR | 4920.3 |  |  | DC5V
112174150 | E58HB12-60-3-T-24-CR | 4920.3 |  |  | DC12-24V
112174151 | E58HB12-60-3-T-5-CR | 4920.3 |  |  | DC5V
112174160 | E58HB12-75-3-T-24-CR | 4920.3 |  |  | DC12-24V
112174161 | E58HB12-75-3-T-5-CR | 4920.3 |  |  | DC5V
112174170 | E58HB12-100-3-T-24-CR | 4920.3 |  |  | DC12-24V
112174171 | E58HB12-100-3-T-5-CR | 4920.3 |  |  | DC5V
112174180 | E58HB12-120-3-T-24-CR | 4920.3 |  |  | DC12-24V
112174181 | E58HB12-120-3-T-5-CR | 4920.3 |  |  | DC5V
112174190 | E58HB12-125-3-T-24-CR | 4920.3 |  |  | DC12-24V
112174191 | E58HB12-125-3-T-5-CR | 4920.3 |  |  | DC5V
112174200 | E58HB12-150-3-T-24-CR | 4920.3 |  |  | DC12-24V
112174201 | E58HB12-150-3-T-5-CR | 4920.3 |  |  | DC5V
112174210 | E58HB12-192-3-T-24-CR | 4920.3 |  |  | DC12-24V
112174211 | E58HB12-192-3-T-5-CR | 4920.3 |  |  | DC5V
112174220 | E58HB12-200-3-T-24-CR | 4920.3 |  |  | DC12-24V
112174221 | E58HB12-200-3-T-5-CR | 4920.3 |  |  | DC5V
112174230 | E58HB12-240-3-T-24-CR | 4920.3 |  |  | DC12-24V
112174231 | E58HB12-240-3-T-5-CR | 4920.3 |  |  | DC5V
112174240 | E58HB12-250-3-T-24-CR | 4920.3 |  |  | DC12-24V
112174241 | E58HB12-250-3-T-5-CR | 4920.3 |  |  | DC5V
112174250 | E58HB12-256-3-T-24-CR | 4920.3 |  |  | DC12-24V
112174251 | E58HB12-256-3-T-5-CR | 4920.3 |  |  | DC5V
112174260 | E58HB12-300-3-T-24-CR | 4920.3 |  |  | DC12-24V
112174261 | E58HB12-300-3-T-5-CR | 4920.3 |  |  | DC5V
112174270 | E58HB12-360-3-T-24-CR | 4920.3 |  |  | DC12-24V
112174271 | E58HB12-360-3-T-5-CR | 4920.3 |  |  | DC5V
112174280 | E58HB12-400-3-T-24-CR | 4920.3 |  |  | DC12-24V
112174281 | E58HB12-400-3-T-5-CR | 4920.3 |  |  | DC5V
112174290 | E58HB12-500-3-T-24-CR | 4920.3 |  |  | DC12-24V
112174291 | E58HB12-500-3-T-5-CR | 4920.3 |  |  | DC5V
112174300 | E58HB12-512-3-T-24-CR | 4920.3 |  |  | DC12-24V
112174301 | E58HB12-512-3-T-5-CR | 4920.3 |  |  | DC5V
112174310 | E58HB12-600-3-T-24-CR | 4920.3 |  |  | DC12-24V
112174311 | E58HB12-600-3-T-5-CR | 4920.3 |  |  | DC5V
112174320 | E58HB12-800-3-T-24-CR | 4920.3 |  |  | DC12-24V
112174321 | E58HB12-800-3-T-5-CR | 4920.3 |  |  | DC5V
112174330 | E58HB12-1000-3-T-24-CR | 5613.3 |  |  | DC12-24V
112174331 | E58HB12-1000-3-T-5-CR | 5613.3 |  |  | DC5V
112174340 | E58HB12-1024-3-T-24-CR | 5613.3 |  |  | DC12-24V
112174341 | E58HB12-1024-3-T-5-CR | 5613.3 |  |  | DC5V
112174350 | E58HB12-1200-3-T-24-CR | 5613.3 |  |  | DC12-24V
112174351 | E58HB12-1200-3-T-5-CR | 5613.3 |  |  | DC5V
112174360 | E58HB12-1500-3-T-24-CR | 5613.3 |  |  | DC12-24V
112174361 | E58HB12-1500-3-T-5-CR | 5613.3 |  |  | DC5V
112174370 | E58HB12-1800-3-T-24-CR | 5613.3 |  |  | DC12-24V
112174371 | E58HB12-1800-3-T-5-CR | 5613.3 |  |  | DC5V
112174380 | E58HB12-2000-3-T-24-CR | 5613.3 |  |  | DC12-24V
112174381 | E58HB12-2000-3-T-5-CR | 5613.3 |  |  | DC5V
112174390 | E58HB12-2048-3-T-24-CR | 5613.3 |  |  | DC12-24V
112174391 | E58HB12-2048-3-T-5-CR | 5613.3 |  |  | DC5V
112174400 | E58HB12-2500-3-T-24-CR | 5613.3 |  |  | DC12-24V
112174401 | E58HB12-2500-3-T-5-CR | 5613.3 |  |  | DC5V
112174410 | E58HB12-3000-3-T-24-CR | 5613.3 |  |  | DC12-24V
112174411 | E58HB12-3000-3-T-5-CR | 5613.3 |  |  | DC5V
112174420 | E58HB12-3600-3-T-24-CR | 5613.3 |  |  | DC12-24V
112174421 | E58HB12-3600-3-T-5-CR | 5613.3 |  |  | DC5V
112174430 | E58HB12-5000-3-T-24-CR | 6652.8 |  |  | DC12-24V
112174431 | E58HB12-5000-3-T-5-CR | 6652.8 |  |  | DC5V
112174510 | E58HB12-1-2-N-24-CR | 4920.3 |  |  | DC12-24V
112174511 | E58HB12-1-2-N-5-CR | 4920.3 |  |  | DC5V
112174520 | E58HB12-2-2-N-24-CR | 4920.3 |  |  | DC12-24V
112174521 | E58HB12-2-2-N-5-CR | 4920.3 |  |  | DC5V
112174530 | E58HB12-5-2-N-24-CR | 4920.3 |  |  | DC12-24V
112174531 | E58HB12-5-2-N-5-CR | 4920.3 |  |  | DC5V
112174540 | E58HB12-10-3-N-24-CR | 4920.3 |  |  | DC12-24V
112174541 | E58HB12-10-3-N-5-CR | 4920.3 |  |  | DC5V
112174550 | E58HB12-12-2-N-24-CR | 4920.3 |  |  | DC12-24V
112174551 | E58HB12-12-2-N-5-CR | 4920.3 |  |  | DC5V
112174560 | E58HB12-15-3-N-24-CR | 4920.3 |  |  | DC12-24V
112174561 | E58HB12-15-3-N-5-CR | 4920.3 |  |  | DC5V
112174570 | E58HB12-20-3-N-24-CR | 4920.3 |  |  | DC12-24V
112174571 | E58HB12-20-3-N-5-CR | 4920.3 |  |  | DC5V
112174580 | E58HB12-23-3-N-24-CR | 4920.3 |  |  | DC12-24V
112174581 | E58HB12-23-3-N-5-CR | 4920.3 |  |  | DC5V
112174590 | E58HB12-25-3-N-24-CR | 4920.3 |  |  | DC12-24V
112174591 | E58HB12-25-3-N-5-CR | 4920.3 |  |  | DC5V
112174600 | E58HB12-30-3-N-24-CR | 4920.3 |  |  | DC12-24V
112174601 | E58HB12-30-3-N-5-CR | 4920.3 |  |  | DC5V
112174610 | E58HB12-35-3-N-24-CR | 4920.3 |  |  | DC12-24V
112174611 | E58HB12-35-3-N-5-CR | 4920.3 |  |  | DC5V
112174620 | E58HB12-40-3-N-24-CR | 4920.3 |  |  | DC12-24V
112174621 | E58HB12-40-3-N-5-CR | 4920.3 |  |  | DC5V
112174630 | E58HB12-45-3-N-24-CR | 4920.3 |  |  | DC12-24V
112174631 | E58HB12-45-3-N-5-CR | 4920.3 |  |  | DC5V
112174640 | E58HB12-50-3-N-24-CR | 4920.3 |  |  | DC12-24V
112174641 | E58HB12-50-3-N-5-CR | 4920.3 |  |  | DC5V
112174650 | E58HB12-60-3-N-24-CR | 4920.3 |  |  | DC12-24V
112174651 | E58HB12-60-3-N-5-CR | 4920.3 |  |  | DC5V
112174660 | E58HB12-75-3-N-24-CR | 4920.3 |  |  | DC12-24V
112174661 | E58HB12-75-3-N-5-CR | 4920.3 |  |  | DC5V
112174670 | E58HB12-100-3-N-24-CR | 4920.3 |  |  | DC12-24V
112174671 | E58HB12-100-3-N-5-CR | 4920.3 |  |  | DC5V
112174680 | E58HB12-120-3-N-24-CR | 4920.3 |  |  | DC12-24V
112174681 | E58HB12-120-3-N-5-CR | 4920.3 |  |  | DC5V
112174690 | E58HB12-125-3-N-24-CR | 4920.3 |  |  | DC12-24V
112174691 | E58HB12-125-3-N-5-CR | 4920.3 |  |  | DC5V
112174700 | E58HB12-150-3-N-24-CR | 4920.3 |  |  | DC12-24V
112174701 | E58HB12-150-3-N-5-CR | 4920.3 |  |  | DC5V
112174710 | E58HB12-192-3-N-24-CR | 4920.3 |  |  | DC12-24V
112174711 | E58HB12-192-3-N-5-CR | 4920.3 |  |  | DC5V
112174720 | E58HB12-200-3-N-24-CR | 4920.3 |  |  | DC12-24V
112174721 | E58HB12-200-3-N-5-CR | 4920.3 |  |  | DC5V
112174730 | E58HB12-240-3-N-24-CR | 4920.3 |  |  | DC12-24V
112174731 | E58HB12-240-3-N-5-CR | 4920.3 |  |  | DC5V
112174740 | E58HB12-250-3-N-24-CR | 4920.3 |  |  | DC12-24V
112174741 | E58HB12-250-3-N-5-CR | 4920.3 |  |  | DC5V
112174750 | E58HB12-256-3-N-24-CR | 4920.3 |  |  | DC12-24V
112174751 | E58HB12-256-3-N-5-CR | 4920.3 |  |  | DC5V
112174760 | E58HB12-300-3-N-24-CR | 4920.3 |  |  | DC12-24V
112174761 | E58HB12-300-3-N-5-CR | 4920.3 |  |  | DC5V
112174770 | E58HB12-360-3-N-24-CR | 4920.3 |  |  | DC12-24V
112174771 | E58HB12-360-3-N-5-CR | 4920.3 |  |  | DC5V
112174780 | E58HB12-400-3-N-24-CR | 4920.3 |  |  | DC12-24V
112174781 | E58HB12-400-3-N-5-CR | 4920.3 |  |  | DC5V
112174790 | E58HB12-500-3-N-24-CR | 4920.3 |  |  | DC12-24V
112174791 | E58HB12-500-3-N-5-CR | 4920.3 |  |  | DC5V
112174800 | E58HB12-512-3-N-24-CR | 4920.3 |  |  | DC12-24V
112174801 | E58HB12-512-3-N-5-CR | 4920.3 |  |  | DC5V
112174810 | E58HB12-600-3-N-24-CR | 4920.3 |  |  | DC12-24V
112174811 | E58HB12-600-3-N-5-CR | 4920.3 |  |  | DC5V
112174820 | E58HB12-800-3-N-24-CR | 4920.3 |  |  | DC12-24V
112174821 | E58HB12-800-3-N-5-CR | 4920.3 |  |  | DC5V
112174830 | E58HB12-1000-3-N-24-CR | 5613.3 |  |  | DC12-24V
112174831 | E58HB12-1000-3-N-5-CR | 5613.3 |  |  | DC5V
112174840 | E58HB12-1024-3-N-24-CR | 5613.3 |  |  | DC12-24V
112174841 | E58HB12-1024-3-N-5-CR | 5613.3 |  |  | DC5V
112174850 | E58HB12-1200-3-N-24-CR | 5613.3 |  |  | DC12-24V
112174851 | E58HB12-1200-3-N-5-CR | 5613.3 |  |  | DC5V
112174860 | E58HB12-1500-3-N-24-CR | 5613.3 |  |  | DC12-24V
112174861 | E58HB12-1500-3-N-5-CR | 5613.3 |  |  | DC5V
112174870 | E58HB12-1800-3-N-24-CR | 5613.3 |  |  | DC12-24V
112174871 | E58HB12-1800-3-N-5-CR | 5613.3 |  |  | DC5V
112174880 | E58HB12-2000-3-N-24-CR | 5613.3 |  |  | DC12-24V
112174881 | E58HB12-2000-3-N-5-CR | 5613.3 |  |  | DC5V
112174890 | E58HB12-2048-3-N-24-CR | 5613.3 |  |  | DC12-24V
112174891 | E58HB12-2048-3-N-5-CR | 5613.3 |  |  | DC5V
112174900 | E58HB12-2500-3-N-24-CR | 5613.3 |  |  | DC12-24V
112174901 | E58HB12-2500-3-N-5-CR | 5613.3 |  |  | DC5V
112174910 | E58HB12-3000-3-N-24-CR | 5613.3 |  |  | DC12-24V
112174911 | E58HB12-3000-3-N-5-CR | 5613.3 |  |  | DC5V
112174920 | E58HB12-3600-3-N-24-CR | 5613.3 |  |  | DC12-24V
112174921 | E58HB12-3600-3-N-5-CR | 5613.3 |  |  | DC5V
112174930 | E58HB12-5000-3-N-24-CR | 6652.8 |  |  | DC12-24V
112174931 | E58HB12-5000-3-N-5-CR | 6652.8 |  |  | DC5V
112175010 | E58HB12-1-2-V-24-CR | 4920.3 |  |  | DC12-24V
112175011 | E58HB12-1-2-V-5-CR | 4920.3 |  |  | DC5V
112175020 | E58HB12-2-2-V-24-CR | 4920.3 |  |  | DC12-24V
112175021 | E58HB12-2-2-V-5-CR | 4920.3 |  |  | DC5V
112175030 | E58HB12-5-2-V-24-CR | 4920.3 |  |  | DC12-24V
112175031 | E58HB12-5-2-V-5-CR | 4920.3 |  |  | DC5V
112175040 | E58HB12-10-3-V-24-CR | 4920.3 |  |  | DC12-24V
112175041 | E58HB12-10-3-V-5-CR | 4920.3 |  |  | DC5V
112175050 | E58HB12-12-2-V-24-CR | 4920.3 |  |  | DC12-24V
112175051 | E58HB12-12-2-V-5-CR | 4920.3 |  |  | DC5V
112175060 | E58HB12-15-3-V-24-CR | 4920.3 |  |  | DC12-24V
112175061 | E58HB12-15-3-V-5-CR | 4920.3 |  |  | DC5V
112175070 | E58HB12-20-3-V-24-CR | 4920.3 |  |  | DC12-24V
112175071 | E58HB12-20-3-V-5-CR | 4920.3 |  |  | DC5V
112175080 | E58HB12-23-3-V-24-CR | 4920.3 |  |  | DC12-24V
112175081 | E58HB12-23-3-V-5-CR | 4920.3 |  |  | DC5V
112175090 | E58HB12-25-3-V-24-CR | 4920.3 |  |  | DC12-24V
112175091 | E58HB12-25-3-V-5-CR | 4920.3 |  |  | DC5V
112175100 | E58HB12-30-3-V-24-CR | 4920.3 |  |  | DC12-24V
112175101 | E58HB12-30-3-V-5-CR | 4920.3 |  |  | DC5V
112175110 | E58HB12-35-3-V-24-CR | 4920.3 |  |  | DC12-24V
112175111 | E58HB12-35-3-V-5-CR | 4920.3 |  |  | DC5V
112175120 | E58HB12-40-3-V-24-CR | 4920.3 |  |  | DC12-24V
112175121 | E58HB12-40-3-V-5-CR | 4920.3 |  |  | DC5V
112175130 | E58HB12-45-3-V-24-CR | 4920.3 |  |  | DC12-24V
112175131 | E58HB12-45-3-V-5-CR | 4920.3 |  |  | DC5V
112175140 | E58HB12-50-3-V-24-CR | 4920.3 |  |  | DC12-24V
112175141 | E58HB12-50-3-V-5-CR | 4920.3 |  |  | DC5V
112175150 | E58HB12-60-3-V-24-CR | 4920.3 |  |  | DC12-24V
112175151 | E58HB12-60-3-V-5-CR | 4920.3 |  |  | DC5V
112175160 | E58HB12-75-3-V-24-CR | 4920.3 |  |  | DC12-24V
112175161 | E58HB12-75-3-V-5-CR | 4920.3 |  |  | DC5V
112175170 | E58HB12-100-3-V-24-CR | 4920.3 |  |  | DC12-24V
112175171 | E58HB12-100-3-V-5-CR | 4920.3 |  |  | DC5V
112175180 | E58HB12-120-3-V-24-CR | 4920.3 |  |  | DC12-24V
112175181 | E58HB12-120-3-V-5-CR | 4920.3 |  |  | DC5V
112175190 | E58HB12-125-3-V-24-CR | 4920.3 |  |  | DC12-24V
112175191 | E58HB12-125-3-V-5-CR | 4920.3 |  |  | DC5V
112175200 | E58HB12-150-3-V-24-CR | 4920.3 |  |  | DC12-24V
112175201 | E58HB12-150-3-V-5-CR | 4920.3 |  |  | DC5V
112175210 | E58HB12-192-3-V-24-CR | 4920.3 |  |  | DC12-24V
112175211 | E58HB12-192-3-V-5-CR | 4920.3 |  |  | DC5V
112175220 | E58HB12-200-3-V-24-CR | 4920.3 |  |  | DC12-24V
112175221 | E58HB12-200-3-V-5-CR | 4920.3 |  |  | DC5V
112175230 | E58HB12-240-3-V-24-CR | 4920.3 |  |  | DC12-24V
112175231 | E58HB12-240-3-V-5-CR | 4920.3 |  |  | DC5V
112175240 | E58HB12-250-3-V-24-CR | 4920.3 |  |  | DC12-24V
112175241 | E58HB12-250-3-V-5-CR | 4920.3 |  |  | DC5V
112175250 | E58HB12-256-3-V-24-CR | 4920.3 |  |  | DC12-24V
112175251 | E58HB12-256-3-V-5-CR | 4920.3 |  |  | DC5V
112175260 | E58HB12-300-3-V-24-CR | 4920.3 |  |  | DC12-24V
112175261 | E58HB12-300-3-V-5-CR | 4920.3 |  |  | DC5V
112175270 | E58HB12-360-3-V-24-CR | 4920.3 |  |  | DC12-24V
112175271 | E58HB12-360-3-V-5-CR | 4920.3 |  |  | DC5V
112175280 | E58HB12-400-3-V-24-CR | 4920.3 |  |  | DC12-24V
112175281 | E58HB12-400-3-V-5-CR | 4920.3 |  |  | DC5V
112175290 | E58HB12-500-3-V-24-CR | 4920.3 |  |  | DC12-24V
112175291 | E58HB12-500-3-V-5-CR | 4920.3 |  |  | DC5V
112175300 | E58HB12-512-3-V-24-CR | 4920.3 |  |  | DC12-24V
112175301 | E58HB12-512-3-V-5-CR | 4920.3 |  |  | DC5V
112175310 | E58HB12-600-3-V-24-CR | 4920.3 |  |  | DC12-24V
112175311 | E58HB12-600-3-V-5-CR | 4920.3 |  |  | DC5V
112175320 | E58HB12-800-3-V-24-CR | 4920.3 |  |  | DC12-24V
112175321 | E58HB12-800-3-V-5-CR | 4920.3 |  |  | DC5V
112175330 | E58HB12-1000-3-V-24-CR | 5613.3 |  |  | DC12-24V
112175331 | E58HB12-1000-3-V-5-CR | 5613.3 |  |  | DC5V
112175340 | E58HB12-1024-3-V-24-CR | 5613.3 |  |  | DC12-24V
112175341 | E58HB12-1024-3-V-5-CR | 5613.3 |  |  | DC5V
112175350 | E58HB12-1200-3-V-24-CR | 5613.3 |  |  | DC12-24V
112175351 | E58HB12-1200-3-V-5-CR | 5613.3 |  |  | DC5V
112175360 | E58HB12-1500-3-V-24-CR | 5613.3 |  |  | DC12-24V
112175361 | E58HB12-1500-3-V-5-CR | 5613.3 |  |  | DC5V
112175370 | E58HB12-1800-3-V-24-CR | 5613.3 |  |  | DC12-24V
112175371 | E58HB12-1800-3-V-5-CR | 5613.3 |  |  | DC5V
112175380 | E58HB12-2000-3-V-24-CR | 5613.3 |  |  | DC12-24V
112175381 | E58HB12-2000-3-V-5-CR | 5613.3 |  |  | DC5V
112175390 | E58HB12-2048-3-V-24-CR | 5613.3 |  |  | DC12-24V
112175391 | E58HB12-2048-3-V-5-CR | 5613.3 |  |  | DC5V
112175400 | E58HB12-2500-3-V-24-CR | 5613.3 |  |  | DC12-24V
112175401 | E58HB12-2500-3-V-5-CR | 5613.3 |  |  | DC5V
112175410 | E58HB12-3000-3-V-24-CR | 5613.3 |  |  | DC12-24V
112175411 | E58HB12-3000-3-V-5-CR | 5613.3 |  |  | DC5V
112175420 | E58HB12-3600-3-V-24-CR | 5613.3 |  |  | DC12-24V
112175421 | E58HB12-3600-3-V-5-CR | 5613.3 |  |  | DC5V
112175430 | E58HB12-5000-3-V-24-CR | 6652.8 |  |  | DC12-24V
112175431 | E58HB12-5000-3-V-5-CR | 6652.8 |  |  | DC5V
112175510 | E58HB12-1-4-L-5-CR | 5613.3 |  |  | DC5V
112175520 | E58HB12-2-4-L-5-CR | 5613.3 |  |  | DC5V
112175530 | E58HB12-5-4-L-5-CR | 5613.3 |  |  | DC5V
112175540 | E58HB12-10-6-L-5-CR | 5613.3 |  |  | DC5V
112175550 | E58HB12-12-4-L-5-CR | 5613.3 |  |  | DC5V
112175560 | E58HB12-15-6-L-5-CR | 5613.3 |  |  | DC5V
112175570 | E58HB12-20-6-L-5-CR | 5613.3 |  |  | DC5V
112175580 | E58HB12-23-6-L-5-CR | 5613.3 |  |  | DC5V
112175590 | E58HB12-25-6-L-5-CR | 5613.3 |  |  | DC5V
112175600 | E58HB12-30-6-L-5-CR | 5613.3 |  |  | DC5V
112175610 | E58HB12-35-6-L-5-CR | 5613.3 |  |  | DC5V
112175620 | E58HB12-40-6-L-5-CR | 5613.3 |  |  | DC5V
112175630 | E58HB12-45-6-L-5-CR | 5613.3 |  |  | DC5V
112175640 | E58HB12-50-6-L-5-CR | 5613.3 |  |  | DC5V
112175650 | E58HB12-60-6-L-5-CR | 5613.3 |  |  | DC5V
112175660 | E58HB12-75-6-L-5-CR | 5613.3 |  |  | DC5V
112175670 | E58HB12-100-6-L-5-CR | 5613.3 |  |  | DC5V
112175680 | E58HB12-120-6-L-5-CR | 5613.3 |  |  | DC5V
112175690 | E58HB12-125-6-L-5-CR | 5613.3 |  |  | DC5V
112175700 | E58HB12-150-6-L-5-CR | 5613.3 |  |  | DC5V
112175710 | E58HB12-192-6-L-5-CR | 5613.3 |  |  | DC5V
112175720 | E58HB12-200-6-L-5-CR | 5613.3 |  |  | DC5V
112175730 | E58HB12-240-6-L-5-CR | 5613.3 |  |  | DC5V
112175740 | E58HB12-250-6-L-5-CR | 5613.3 |  |  | DC5V
112175750 | E58HB12-256-6-L-5-CR | 5613.3 |  |  | DC5V
112175760 | E58HB12-300-6-L-5-CR | 5613.3 |  |  | DC5V
112175770 | E58HB12-360-6-L-5-CR | 5613.3 |  |  | DC5V
112175780 | E58HB12-400-6-L-5-CR | 5613.3 |  |  | DC5V
112175790 | E58HB12-500-6-L-5-CR | 5613.3 |  |  | DC5V
112175800 | E58HB12-512-6-L-5-CR | 5613.3 |  |  | DC5V
112175810 | E58HB12-600-6-L-5-CR | 5613.3 |  |  | DC5V
112175820 | E58HB12-800-6-L-5-CR | 5613.3 |  |  | DC5V
112175830 | E58HB12-1000-6-L-5-CR | 6237 |  |  | DC5V
112175840 | E58HB12-1024-6-L-5-CR | 6237 |  |  | DC5V
112175850 | E58HB12-1200-6-L-5-CR | 6237 |  |  | DC5V
112175860 | E58HB12-1500-6-L-5-CR | 6237 |  |  | DC5V
112175870 | E58HB12-1800-6-L-5-CR | 6237 |  |  | DC5V
112175880 | E58HB12-2000-6-L-5-CR | 6237 |  |  | DC5V
112175890 | E58HB12-2048-6-L-5-CR | 6237 |  |  | DC5V
112175900 | E58HB12-2500-6-L-5-CR | 6237 |  |  | DC5V
112175910 | E58HB12-3000-6-L-5-CR | 6237 |  |  | DC5V
112175920 | E58HB12-3600-6-L-5-CR | 6237 |  |  | DC5V
112175930 | E58HB12-5000-6-L-5-CR | 7671.51 |  |  | DC5V
112176010 | E58HB12-1-2-T-24-CS | 4920.3 |  |  | DC12-24V
112176011 | E58HB12-1-2-T-5-CS | 4920.3 |  |  | DC5V
112176020 | E58HB12-2-2-T-24-CS | 4920.3 |  |  | DC12-24V
112176021 | E58HB12-2-2-T-5-CS | 4920.3 |  |  | DC5V
112176030 | E58HB12-5-2-T-24-CS | 4920.3 |  |  | DC12-24V
112176031 | E58HB12-5-2-T-5-CS | 4920.3 |  |  | DC5V
112176040 | E58HB12-10-3-T-24-CS | 4920.3 |  |  | DC12-24V
112176041 | E58HB12-10-3-T-5-CS | 4920.3 |  |  | DC5V
112176050 | E58HB12-12-2-T-24-CS | 4920.3 |  |  | DC12-24V
112176051 | E58HB12-12-2-T-5-CS | 4920.3 |  |  | DC5V
112176060 | E58HB12-15-3-T-24-CS | 4920.3 |  |  | DC12-24V
112176061 | E58HB12-15-3-T-5-CS | 4920.3 |  |  | DC5V
112176070 | E58HB12-20-3-T-24-CS | 4920.3 |  |  | DC12-24V
112176071 | E58HB12-20-3-T-5-CS | 4920.3 |  |  | DC5V
112176080 | E58HB12-23-3-T-24-CS | 4920.3 |  |  | DC12-24V
112176081 | E58HB12-23-3-T-5-CS | 4920.3 |  |  | DC5V
112176090 | E58HB12-25-3-T-24-CS | 4920.3 |  |  | DC12-24V
112176091 | E58HB12-25-3-T-5-CS | 4920.3 |  |  | DC5V
112176100 | E58HB12-30-3-T-24-CS | 4920.3 |  |  | DC12-24V
112176101 | E58HB12-30-3-T-5-CS | 4920.3 |  |  | DC5V
112176110 | E58HB12-35-3-T-24-CS | 4920.3 |  |  | DC12-24V
112176111 | E58HB12-35-3-T-5-CS | 4920.3 |  |  | DC5V
112176120 | E58HB12-40-3-T-24-CS | 4920.3 |  |  | DC12-24V
112176121 | E58HB12-40-3-T-5-CS | 4920.3 |  |  | DC5V
112176130 | E58HB12-45-3-T-24-CS | 4920.3 |  |  | DC12-24V
112176131 | E58HB12-45-3-T-5-CS | 4920.3 |  |  | DC5V
112176140 | E58HB12-50-3-T-24-CS | 4920.3 |  |  | DC12-24V
112176141 | E58HB12-50-3-T-5-CS | 4920.3 |  |  | DC5V
112176150 | E58HB12-60-3-T-24-CS | 4920.3 |  |  | DC12-24V
112176151 | E58HB12-60-3-T-5-CS | 4920.3 |  |  | DC5V
112176160 | E58HB12-75-3-T-24-CS | 4920.3 |  |  | DC12-24V
112176161 | E58HB12-75-3-T-5-CS | 4920.3 |  |  | DC5V
112176170 | E58HB12-100-3-T-24-CS | 4920.3 |  |  | DC12-24V
112176171 | E58HB12-100-3-T-5-CS | 4920.3 |  |  | DC5V
112176180 | E58HB12-120-3-T-24-CS | 4920.3 |  |  | DC12-24V
112176181 | E58HB12-120-3-T-5-CS | 4920.3 |  |  | DC5V
112176190 | E58HB12-125-3-T-24-CS | 4920.3 |  |  | DC12-24V
112176191 | E58HB12-125-3-T-5-CS | 4920.3 |  |  | DC5V
112176200 | E58HB12-150-3-T-24-CS | 4920.3 |  |  | DC12-24V
112176201 | E58HB12-150-3-T-5-CS | 4920.3 |  |  | DC5V
112176210 | E58HB12-192-3-T-24-CS | 4920.3 |  |  | DC12-24V
112176211 | E58HB12-192-3-T-5-CS | 4920.3 |  |  | DC5V
112176220 | E58HB12-200-3-T-24-CS | 4920.3 |  |  | DC12-24V
112176221 | E58HB12-200-3-T-5-CS | 4920.3 |  |  | DC5V
112176230 | E58HB12-240-3-T-24-CS | 4920.3 |  |  | DC12-24V
112176231 | E58HB12-240-3-T-5-CS | 4920.3 |  |  | DC5V
112176240 | E58HB12-250-3-T-24-CS | 4920.3 |  |  | DC12-24V
112176241 | E58HB12-250-3-T-5-CS | 4920.3 |  |  | DC5V
112176250 | E58HB12-256-3-T-24-CS | 4920.3 |  |  | DC12-24V
112176251 | E58HB12-256-3-T-5-CS | 4920.3 |  |  | DC5V
112176260 | E58HB12-300-3-T-24-CS | 4920.3 |  |  | DC12-24V
112176261 | E58HB12-300-3-T-5-CS | 4920.3 |  |  | DC5V
112176270 | E58HB12-360-3-T-24-CS | 4920.3 |  |  | DC12-24V
112176271 | E58HB12-360-3-T-5-CS | 4920.3 |  |  | DC5V
112176280 | E58HB12-400-3-T-24-CS | 4920.3 |  |  | DC12-24V
112176281 | E58HB12-400-3-T-5-CS | 4920.3 |  |  | DC5V
112176290 | E58HB12-500-3-T-24-CS | 4920.3 |  |  | DC12-24V
112176291 | E58HB12-500-3-T-5-CS | 4920.3 |  |  | DC5V
112176300 | E58HB12-512-3-T-24-CS | 4920.3 |  |  | DC12-24V
112176301 | E58HB12-512-3-T-5-CS | 4920.3 |  |  | DC5V
112176310 | E58HB12-600-3-T-24-CS | 4920.3 |  |  | DC12-24V
112176311 | E58HB12-600-3-T-5-CS | 4920.3 |  |  | DC5V
112176320 | E58HB12-800-3-T-24-CS | 4920.3 |  |  | DC12-24V
112176321 | E58HB12-800-3-T-5-CS | 4920.3 |  |  | DC5V
112176330 | E58HB12-1000-3-T-24-CS | 5613.3 |  |  | DC12-24V
112176331 | E58HB12-1000-3-T-5-CS | 5613.3 |  |  | DC5V
112176340 | E58HB12-1024-3-T-24-CS | 5613.3 |  |  | DC12-24V
112176341 | E58HB12-1024-3-T-5-CS | 5613.3 |  |  | DC5V
112176350 | E58HB12-1200-3-T-24-CS | 5613.3 |  |  | DC12-24V
112176351 | E58HB12-1200-3-T-5-CS | 5613.3 |  |  | DC5V
112176360 | E58HB12-1500-3-T-24-CS | 5613.3 |  |  | DC12-24V
112176361 | E58HB12-1500-3-T-5-CS | 5613.3 |  |  | DC5V
112176370 | E58HB12-1800-3-T-24-CS | 5613.3 |  |  | DC12-24V
112176371 | E58HB12-1800-3-T-5-CS | 5613.3 |  |  | DC5V
112176380 | E58HB12-2000-3-T-24-CS | 5613.3 |  |  | DC12-24V
112176381 | E58HB12-2000-3-T-5-CS | 5613.3 |  |  | DC5V
112176390 | E58HB12-2048-3-T-24-CS | 5613.3 |  |  | DC12-24V
112176391 | E58HB12-2048-3-T-5-CS | 5613.3 |  |  | DC5V
112176400 | E58HB12-2500-3-T-24-CS | 5613.3 |  |  | DC12-24V
112176401 | E58HB12-2500-3-T-5-CS | 5613.3 |  |  | DC5V
112176410 | E58HB12-3000-3-T-24-CS | 5613.3 |  |  | DC12-24V
112176411 | E58HB12-3000-3-T-5-CS | 5613.3 |  |  | DC5V
112176420 | E58HB12-3600-3-T-24-CS | 5613.3 |  |  | DC12-24V
112176421 | E58HB12-3600-3-T-5-CS | 5613.3 |  |  | DC5V
112176430 | E58HB12-5000-3-T-24-CS | 6652.8 |  |  | DC12-24V
112176431 | E58HB12-5000-3-T-5-CS | 6652.8 |  |  | DC5V
112176510 | E58HB12-1-2-N-24-CS | 4920.3 |  |  | DC12-24V
112176511 | E58HB12-1-2-N-5-CS | 4920.3 |  |  | DC5V
112176520 | E58HB12-2-2-N-24-CS | 4920.3 |  |  | DC12-24V
112176521 | E58HB12-2-2-N-5-CS | 4920.3 |  |  | DC5V
112176530 | E58HB12-5-2-N-24-CS | 4920.3 |  |  | DC12-24V
112176531 | E58HB12-5-2-N-5-CS | 4920.3 |  |  | DC5V
112176540 | E58HB12-10-3-N-24-CS | 4920.3 |  |  | DC12-24V
112176541 | E58HB12-10-3-N-5-CS | 4920.3 |  |  | DC5V
112176550 | E58HB12-12-2-N-24-CS | 4920.3 |  |  | DC12-24V
112176551 | E58HB12-12-2-N-5-CS | 4920.3 |  |  | DC5V
112176560 | E58HB12-15-3-N-24-CS | 4920.3 |  |  | DC12-24V
112176561 | E58HB12-15-3-N-5-CS | 4920.3 |  |  | DC5V
112176570 | E58HB12-20-3-N-24-CS | 4920.3 |  |  | DC12-24V
112176571 | E58HB12-20-3-N-5-CS | 4920.3 |  |  | DC5V
112176580 | E58HB12-23-3-N-24-CS | 4920.3 |  |  | DC12-24V
112176581 | E58HB12-23-3-N-5-CS | 4920.3 |  |  | DC5V
112176590 | E58HB12-25-3-N-24-CS | 4920.3 |  |  | DC12-24V
112176591 | E58HB12-25-3-N-5-CS | 4920.3 |  |  | DC5V
112176600 | E58HB12-30-3-N-24-CS | 4920.3 |  |  | DC12-24V
112176601 | E58HB12-30-3-N-5-CS | 4920.3 |  |  | DC5V
112176610 | E58HB12-35-3-N-24-CS | 4920.3 |  |  | DC12-24V
112176611 | E58HB12-35-3-N-5-CS | 4920.3 |  |  | DC5V
112176620 | E58HB12-40-3-N-24-CS | 4920.3 |  |  | DC12-24V
112176621 | E58HB12-40-3-N-5-CS | 4920.3 |  |  | DC5V
112176630 | E58HB12-45-3-N-24-CS | 4920.3 |  |  | DC12-24V
112176631 | E58HB12-45-3-N-5-CS | 4920.3 |  |  | DC5V
112176640 | E58HB12-50-3-N-24-CS | 4920.3 |  |  | DC12-24V
112176641 | E58HB12-50-3-N-5-CS | 4920.3 |  |  | DC5V
112176650 | E58HB12-60-3-N-24-CS | 4920.3 |  |  | DC12-24V
112176651 | E58HB12-60-3-N-5-CS | 4920.3 |  |  | DC5V
112176660 | E58HB12-75-3-N-24-CS | 4920.3 |  |  | DC12-24V
112176661 | E58HB12-75-3-N-5-CS | 4920.3 |  |  | DC5V
112176670 | E58HB12-100-3-N-24-CS | 4920.3 |  |  | DC12-24V
112176671 | E58HB12-100-3-N-5-CS | 4920.3 |  |  | DC5V
112176680 | E58HB12-120-3-N-24-CS | 4920.3 |  |  | DC12-24V
112176681 | E58HB12-120-3-N-5-CS | 4920.3 |  |  | DC5V
112176690 | E58HB12-125-3-N-24-CS | 4920.3 |  |  | DC12-24V
112176691 | E58HB12-125-3-N-5-CS | 4920.3 |  |  | DC5V
112176700 | E58HB12-150-3-N-24-CS | 4920.3 |  |  | DC12-24V
112176701 | E58HB12-150-3-N-5-CS | 4920.3 |  |  | DC5V
112176710 | E58HB12-192-3-N-24-CS | 4920.3 |  |  | DC12-24V
112176711 | E58HB12-192-3-N-5-CS | 4920.3 |  |  | DC5V
112176720 | E58HB12-200-3-N-24-CS | 4920.3 |  |  | DC12-24V
112176721 | E58HB12-200-3-N-5-CS | 4920.3 |  |  | DC5V
112176730 | E58HB12-240-3-N-24-CS | 4920.3 |  |  | DC12-24V
112176731 | E58HB12-240-3-N-5-CS | 4920.3 |  |  | DC5V
112176740 | E58HB12-250-3-N-24-CS | 4920.3 |  |  | DC12-24V
112176741 | E58HB12-250-3-N-5-CS | 4920.3 |  |  | DC5V
112176750 | E58HB12-256-3-N-24-CS | 4920.3 |  |  | DC12-24V
112176751 | E58HB12-256-3-N-5-CS | 4920.3 |  |  | DC5V
112176760 | E58HB12-300-3-N-24-CS | 4920.3 |  |  | DC12-24V
112176761 | E58HB12-300-3-N-5-CS | 4920.3 |  |  | DC5V
112176770 | E58HB12-360-3-N-24-CS | 4920.3 |  |  | DC12-24V
112176771 | E58HB12-360-3-N-5-CS | 4920.3 |  |  | DC5V
112176780 | E58HB12-400-3-N-24-CS | 4920.3 |  |  | DC12-24V
112176781 | E58HB12-400-3-N-5-CS | 4920.3 |  |  | DC5V
112176790 | E58HB12-500-3-N-24-CS | 4920.3 |  |  | DC12-24V
112176791 | E58HB12-500-3-N-5-CS | 4920.3 |  |  | DC5V
112176800 | E58HB12-512-3-N-24-CS | 4920.3 |  |  | DC12-24V
112176801 | E58HB12-512-3-N-5-CS | 4920.3 |  |  | DC5V
112176810 | E58HB12-600-3-N-24-CS | 4920.3 |  |  | DC12-24V
112176811 | E58HB12-600-3-N-5-CS | 4920.3 |  |  | DC5V
112176820 | E58HB12-800-3-N-24-CS | 4920.3 |  |  | DC12-24V
112176821 | E58HB12-800-3-N-5-CS | 4920.3 |  |  | DC5V
112176830 | E58HB12-1000-3-N-24-CS | 5613.3 |  |  | DC12-24V
112176831 | E58HB12-1000-3-N-5-CS | 5613.3 |  |  | DC5V
112176840 | E58HB12-1024-3-N-24-CS | 5613.3 |  |  | DC12-24V
112176841 | E58HB12-1024-3-N-5-CS | 5613.3 |  |  | DC5V
112176850 | E58HB12-1200-3-N-24-CS | 5613.3 |  |  | DC12-24V
112176851 | E58HB12-1200-3-N-5-CS | 5613.3 |  |  | DC5V
112176860 | E58HB12-1500-3-N-24-CS | 5613.3 |  |  | DC12-24V
112176861 | E58HB12-1500-3-N-5-CS | 5613.3 |  |  | DC5V
112176870 | E58HB12-1800-3-N-24-CS | 5613.3 |  |  | DC12-24V
112176871 | E58HB12-1800-3-N-5-CS | 5613.3 |  |  | DC5V
112176880 | E58HB12-2000-3-N-24-CS | 5613.3 |  |  | DC12-24V
112176881 | E58HB12-2000-3-N-5-CS | 5613.3 |  |  | DC5V
112176890 | E58HB12-2048-3-N-24-CS | 5613.3 |  |  | DC12-24V
112176891 | E58HB12-2048-3-N-5-CS | 5613.3 |  |  | DC5V
112176900 | E58HB12-2500-3-N-24-CS | 5613.3 |  |  | DC12-24V
112176901 | E58HB12-2500-3-N-5-CS | 5613.3 |  |  | DC5V
112176910 | E58HB12-3000-3-N-24-CS | 5613.3 |  |  | DC12-24V
112176911 | E58HB12-3000-3-N-5-CS | 5613.3 |  |  | DC5V
112176920 | E58HB12-3600-3-N-24-CS | 5613.3 |  |  | DC12-24V
112176921 | E58HB12-3600-3-N-5-CS | 5613.3 |  |  | DC5V
112176930 | E58HB12-5000-3-N-24-CS | 6652.8 |  |  | DC12-24V
112176931 | E58HB12-5000-3-N-5-CS | 6652.8 |  |  | DC5V
112177010 | E58HB12-1-2-V-24-CS | 4920.3 |  |  | DC12-24V
112177011 | E58HB12-1-2-V-5-CS | 4920.3 |  |  | DC5V
112177020 | E58HB12-2-2-V-24-CS | 4920.3 |  |  | DC12-24V
112177021 | E58HB12-2-2-V-5-CS | 4920.3 |  |  | DC5V
112177030 | E58HB12-5-2-V-24-CS | 4920.3 |  |  | DC12-24V
112177031 | E58HB12-5-2-V-5-CS | 4920.3 |  |  | DC5V
112177040 | E58HB12-10-3-V-24-CS | 4920.3 |  |  | DC12-24V
112177041 | E58HB12-10-3-V-5-CS | 4920.3 |  |  | DC5V
112177050 | E58HB12-12-2-V-24-CS | 4920.3 |  |  | DC12-24V
112177051 | E58HB12-12-2-V-5-CS | 4920.3 |  |  | DC5V
112177060 | E58HB12-15-3-V-24-CS | 4920.3 |  |  | DC12-24V
112177061 | E58HB12-15-3-V-5-CS | 4920.3 |  |  | DC5V
112177070 | E58HB12-20-3-V-24-CS | 4920.3 |  |  | DC12-24V
112177071 | E58HB12-20-3-V-5-CS | 4920.3 |  |  | DC5V
112177080 | E58HB12-23-3-V-24-CS | 4920.3 |  |  | DC12-24V
112177081 | E58HB12-23-3-V-5-CS | 4920.3 |  |  | DC5V
112177090 | E58HB12-25-3-V-24-CS | 4920.3 |  |  | DC12-24V
112177091 | E58HB12-25-3-V-5-CS | 4920.3 |  |  | DC5V
112177100 | E58HB12-30-3-V-24-CS | 4920.3 |  |  | DC12-24V
112177101 | E58HB12-30-3-V-5-CS | 4920.3 |  |  | DC5V
112177110 | E58HB12-35-3-V-24-CS | 4920.3 |  |  | DC12-24V
112177111 | E58HB12-35-3-V-5-CS | 4920.3 |  |  | DC5V
112177120 | E58HB12-40-3-V-24-CS | 4920.3 |  |  | DC12-24V
112177121 | E58HB12-40-3-V-5-CS | 4920.3 |  |  | DC5V
112177130 | E58HB12-45-3-V-24-CS | 4920.3 |  |  | DC12-24V
112177131 | E58HB12-45-3-V-5-CS | 4920.3 |  |  | DC5V
112177140 | E58HB12-50-3-V-24-CS | 4920.3 |  |  | DC12-24V
112177141 | E58HB12-50-3-V-5-CS | 4920.3 |  |  | DC5V
112177150 | E58HB12-60-3-V-24-CS | 4920.3 |  |  | DC12-24V
112177151 | E58HB12-60-3-V-5-CS | 4920.3 |  |  | DC5V
112177160 | E58HB12-75-3-V-24-CS | 4920.3 |  |  | DC12-24V
112177161 | E58HB12-75-3-V-5-CS | 4920.3 |  |  | DC5V
112177170 | E58HB12-100-3-V-24-CS | 4920.3 |  |  | DC12-24V
112177171 | E58HB12-100-3-V-5-CS | 4920.3 |  |  | DC5V
112177180 | E58HB12-120-3-V-24-CS | 4920.3 |  |  | DC12-24V
112177181 | E58HB12-120-3-V-5-CS | 4920.3 |  |  | DC5V
112177190 | E58HB12-125-3-V-24-CS | 4920.3 |  |  | DC12-24V
112177191 | E58HB12-125-3-V-5-CS | 4920.3 |  |  | DC5V
112177200 | E58HB12-150-3-V-24-CS | 4920.3 |  |  | DC12-24V
112177201 | E58HB12-150-3-V-5-CS | 4920.3 |  |  | DC5V
112177210 | E58HB12-192-3-V-24-CS | 4920.3 |  |  | DC12-24V
112177211 | E58HB12-192-3-V-5-CS | 4920.3 |  |  | DC5V
112177220 | E58HB12-200-3-V-24-CS | 4920.3 |  |  | DC12-24V
112177221 | E58HB12-200-3-V-5-CS | 4920.3 |  |  | DC5V
112177230 | E58HB12-240-3-V-24-CS | 4920.3 |  |  | DC12-24V
112177231 | E58HB12-240-3-V-5-CS | 4920.3 |  |  | DC5V
112177240 | E58HB12-250-3-V-24-CS | 4920.3 |  |  | DC12-24V
112177241 | E58HB12-250-3-V-5-CS | 4920.3 |  |  | DC5V
112177250 | E58HB12-256-3-V-24-CS | 4920.3 |  |  | DC12-24V
112177251 | E58HB12-256-3-V-5-CS | 4920.3 |  |  | DC5V
112177260 | E58HB12-300-3-V-24-CS | 4920.3 |  |  | DC12-24V
112177261 | E58HB12-300-3-V-5-CS | 4920.3 |  |  | DC5V
112177270 | E58HB12-360-3-V-24-CS | 4920.3 |  |  | DC12-24V
112177271 | E58HB12-360-3-V-5-CS | 4920.3 |  |  | DC5V
112177280 | E58HB12-400-3-V-24-CS | 4920.3 |  |  | DC12-24V
112177281 | E58HB12-400-3-V-5-CS | 4920.3 |  |  | DC5V
112177290 | E58HB12-500-3-V-24-CS | 4920.3 |  |  | DC12-24V
112177291 | E58HB12-500-3-V-5-CS | 4920.3 |  |  | DC5V
112177300 | E58HB12-512-3-V-24-CS | 4920.3 |  |  | DC12-24V
112177301 | E58HB12-512-3-V-5-CS | 4920.3 |  |  | DC5V
112177310 | E58HB12-600-3-V-24-CS | 4920.3 |  |  | DC12-24V
112177311 | E58HB12-600-3-V-5-CS | 4920.3 |  |  | DC5V
112177320 | E58HB12-800-3-V-24-CS | 4920.3 |  |  | DC12-24V
112177321 | E58HB12-800-3-V-5-CS | 4920.3 |  |  | DC5V
112177330 | E58HB12-1000-3-V-24-CS | 5613.3 |  |  | DC12-24V
112177331 | E58HB12-1000-3-V-5-CS | 5613.3 |  |  | DC5V
112177340 | E58HB12-1024-3-V-24-CS | 5613.3 |  |  | DC12-24V
112177341 | E58HB12-1024-3-V-5-CS | 5613.3 |  |  | DC5V
112177350 | E58HB12-1200-3-V-24-CS | 5613.3 |  |  | DC12-24V
112177351 | E58HB12-1200-3-V-5-CS | 5613.3 |  |  | DC5V
112177360 | E58HB12-1500-3-V-24-CS | 5613.3 |  |  | DC12-24V
112177361 | E58HB12-1500-3-V-5-CS | 5613.3 |  |  | DC5V
112177370 | E58HB12-1800-3-V-24-CS | 5613.3 |  |  | DC12-24V
112177371 | E58HB12-1800-3-V-5-CS | 5613.3 |  |  | DC5V
112177380 | E58HB12-2000-3-V-24-CS | 5613.3 |  |  | DC12-24V
112177381 | E58HB12-2000-3-V-5-CS | 5613.3 |  |  | DC5V
112177390 | E58HB12-2048-3-V-24-CS | 5613.3 |  |  | DC12-24V
112177391 | E58HB12-2048-3-V-5-CS | 5613.3 |  |  | DC5V
112177400 | E58HB12-2500-3-V-24-CS | 5613.3 |  |  | DC12-24V
112177401 | E58HB12-2500-3-V-5-CS | 5613.3 |  |  | DC5V
112177410 | E58HB12-3000-3-V-24-CS | 5613.3 |  |  | DC12-24V
112177411 | E58HB12-3000-3-V-5-CS | 5613.3 |  |  | DC5V
112177420 | E58HB12-3600-3-V-24-CS | 5613.3 |  |  | DC12-24V
112177421 | E58HB12-3600-3-V-5-CS | 5613.3 |  |  | DC5V
112177430 | E58HB12-5000-3-V-24-CS | 6652.8 |  |  | DC12-24V
112177431 | E58HB12-5000-3-V-5-CS | 6652.8 |  |  | DC5V
112177510 | E58HB12-1-4-L-5-CS | 5613.3 |  |  | DC5V
112177520 | E58HB12-2-4-L-5-CS | 5613.3 |  |  | DC5V
112177530 | E58HB12-5-4-L-5-CS | 5613.3 |  |  | DC5V
112177540 | E58HB12-10-6-L-5-CS | 5613.3 |  |  | DC5V
112177550 | E58HB12-12-4-L-5-CS | 5613.3 |  |  | DC5V
112177560 | E58HB12-15-6-L-5-CS | 5613.3 |  |  | DC5V
112177570 | E58HB12-20-6-L-5-CS | 5613.3 |  |  | DC5V
112177580 | E58HB12-23-6-L-5-CS | 5613.3 |  |  | DC5V
112177590 | E58HB12-25-6-L-5-CS | 5613.3 |  |  | DC5V
112177600 | E58HB12-30-6-L-5-CS | 5613.3 |  |  | DC5V
112177610 | E58HB12-35-6-L-5-CS | 5613.3 |  |  | DC5V
112177620 | E58HB12-40-6-L-5-CS | 5613.3 |  |  | DC5V
112177630 | E58HB12-45-6-L-5-CS | 5613.3 |  |  | DC5V
112177640 | E58HB12-50-6-L-5-CS | 5613.3 |  |  | DC5V
112177650 | E58HB12-60-6-L-5-CS | 5613.3 |  |  | DC5V
112177660 | E58HB12-75-6-L-5-CS | 5613.3 |  |  | DC5V
112177670 | E58HB12-100-6-L-5-CS | 5613.3 |  |  | DC5V
112177680 | E58HB12-120-6-L-5-CS | 5613.3 |  |  | DC5V
112177690 | E58HB12-125-6-L-5-CS | 5613.3 |  |  | DC5V
112177700 | E58HB12-150-6-L-5-CS | 5613.3 |  |  | DC5V
112177710 | E58HB12-192-6-L-5-CS | 5613.3 |  |  | DC5V
112177720 | E58HB12-200-6-L-5-CS | 5613.3 |  |  | DC5V
112177730 | E58HB12-240-6-L-5-CS | 5613.3 |  |  | DC5V
112177740 | E58HB12-250-6-L-5-CS | 5613.3 |  |  | DC5V
112177750 | E58HB12-256-6-L-5-CS | 5613.3 |  |  | DC5V
112177760 | E58HB12-300-6-L-5-CS | 5613.3 |  |  | DC5V
112177770 | E58HB12-360-6-L-5-CS | 5613.3 |  |  | DC5V
112177780 | E58HB12-400-6-L-5-CS | 5613.3 |  |  | DC5V
112177790 | E58HB12-500-6-L-5-CS | 5613.3 |  |  | DC5V
112177800 | E58HB12-512-6-L-5-CS | 5613.3 |  |  | DC5V
112177810 | E58HB12-600-6-L-5-CS | 5613.3 |  |  | DC5V
112177820 | E58HB12-800-6-L-5-CS | 5613.3 |  |  | DC5V
112177830 | E58HB12-1000-6-L-5-CS | 6237 |  |  | DC5V
112177840 | E58HB12-1024-6-L-5-CS | 6237 |  |  | DC5V
112177850 | E58HB12-1200-6-L-5-CS | 6237 |  |  | DC5V
112177860 | E58HB12-1500-6-L-5-CS | 6237 |  |  | DC5V
112177870 | E58HB12-1800-6-L-5-CS | 6237 |  |  | DC5V
112177880 | E58HB12-2000-6-L-5-CS | 6237 |  |  | DC5V
112177890 | E58HB12-2048-6-L-5-CS | 6237 |  |  | DC5V
112177900 | E58HB12-2500-6-L-5-CS | 6237 |  |  | DC5V
112177910 | E58HB12-3000-6-L-5-CS | 6237 |  |  | DC5V
112177920 | E58HB12-3600-6-L-5-CS | 6237 |  |  | DC5V
112177930 | E58HB12-5000-6-L-5-CS | 7671.51 |  |  | DC5V
112180010 | E58SC10-1-2-T-24 | 4227.3 |  |  | DC12-24V
112180011 | E58SC10-1-2-T-5 | 4227.3 |  |  | DC5V
112180020 | E58SC10-2-2-T-24 | 4227.3 |  |  | DC12-24V
112180021 | E58SC10-2-2-T-5 | 4227.3 |  |  | DC5V
112180030 | E58SC10-5-2-T-24 | 4227.3 |  |  | DC12-24V
112180031 | E58SC10-5-2-T-5 | 4227.3 |  |  | DC5V
112180040 | E58SC10-10-3-T-24 | 4227.3 |  |  | DC12-24V
112180041 | E58SC10-10-3-T-5 | 4227.3 |  |  | DC5V
112180050 | E58SC10-12-2-T-24 | 4227.3 |  |  | DC12-24V
112180051 | E58SC10-12-2-T-5 | 4227.3 |  |  | DC5V
112180060 | E58SC10-15-3-T-24 | 4227.3 |  |  | DC12-24V
112180061 | E58SC10-15-3-T-5 | 4227.3 |  |  | DC5V
112180070 | E58SC10-20-3-T-24 | 4227.3 |  |  | DC12-24V
112180071 | E58SC10-20-3-T-5 | 4227.3 |  |  | DC5V
112180080 | E58SC10-23-3-T-24 | 4227.3 |  |  | DC12-24V
112180081 | E58SC10-23-3-T-5 | 4227.3 |  |  | DC5V
112180090 | E58SC10-25-3-T-24 | 4227.3 |  |  | DC12-24V
112180091 | E58SC10-25-3-T-5 | 4227.3 |  |  | DC5V
112180100 | E58SC10-30-3-T-24 | 4227.3 |  |  | DC12-24V
112180101 | E58SC10-30-3-T-5 | 4227.3 |  |  | DC5V
112180110 | E58SC10-35-3-T-24 | 4227.3 |  |  | DC12-24V
112180111 | E58SC10-35-3-T-5 | 4227.3 |  |  | DC5V
112180120 | E58SC10-40-3-T-24 | 4227.3 |  |  | DC12-24V
112180121 | E58SC10-40-3-T-5 | 4227.3 |  |  | DC5V
112180130 | E58SC10-45-3-T-24 | 4227.3 |  |  | DC12-24V
112180131 | E58SC10-45-3-T-5 | 4227.3 |  |  | DC5V
112180140 | E58SC10-50-3-T-24 | 4227.3 |  |  | DC12-24V
112180141 | E58SC10-50-3-T-5 | 4227.3 |  |  | DC5V
112180150 | E58SC10-60-3-T-24 | 4227.3 |  |  | DC12-24V
112180151 | E58SC10-60-3-T-5 | 4227.3 |  |  | DC5V
112180160 | E58SC10-75-3-T-24 | 4227.3 |  |  | DC12-24V
112180161 | E58SC10-75-3-T-5 | 4227.3 |  |  | DC5V
112180170 | E58SC10-100-3-T-24 | 4227.3 |  |  | DC12-24V
112180171 | E58SC10-100-3-T-5 | 4227.3 |  |  | DC5V
112180180 | E58SC10-120-3-T-24 | 4227.3 |  |  | DC12-24V
112180181 | E58SC10-120-3-T-5 | 4227.3 |  |  | DC5V
112180190 | E58SC10-125-3-T-24 | 4227.3 |  |  | DC12-24V
112180191 | E58SC10-125-3-T-5 | 4227.3 |  |  | DC5V
112180200 | E58SC10-150-3-T-24 | 4227.3 |  |  | DC12-24V
112180201 | E58SC10-150-3-T-5 | 4227.3 |  |  | DC5V
112180210 | E58SC10-192-3-T-24 | 4227.3 |  |  | DC12-24V
112180211 | E58SC10-192-3-T-5 | 4227.3 |  |  | DC5V
112180220 | E58SC10-200-3-T-24 | 4227.3 |  |  | DC12-24V
112180221 | E58SC10-200-3-T-5 | 4227.3 |  |  | DC5V
112180230 | E58SC10-240-3-T-24 | 4227.3 |  |  | DC12-24V
112180231 | E58SC10-240-3-T-5 | 4227.3 |  |  | DC5V
112180240 | E58SC10-250-3-T-24 | 4227.3 |  |  | DC12-24V
112180241 | E58SC10-250-3-T-5 | 4227.3 |  |  | DC5V
112180250 | E58SC10-256-3-T-24 | 4227.3 |  |  | DC12-24V
112180251 | E58SC10-256-3-T-5 | 4227.3 |  |  | DC5V
112180260 | E58SC10-300-3-T-24 | 4227.3 |  |  | DC12-24V
112180261 | E58SC10-300-3-T-5 | 4227.3 |  |  | DC5V
112180270 | E58SC10-360-3-T-24 | 4227.3 |  |  | DC12-24V
112180271 | E58SC10-360-3-T-5 | 4227.3 |  |  | DC5V
112180280 | E58SC10-400-3-T-24 | 4227.3 |  |  | DC12-24V
112180281 | E58SC10-400-3-T-5 | 4227.3 |  |  | DC5V
112180290 | E58SC10-500-3-T-24 | 4227.3 |  |  | DC12-24V
112180291 | E58SC10-500-3-T-5 | 4227.3 |  |  | DC5V
112180300 | E58SC10-512-3-T-24 | 4227.3 |  |  | DC12-24V
112180301 | E58SC10-512-3-T-5 | 4227.3 |  |  | DC5V
112180310 | E58SC10-600-3-T-24 | 4227.3 |  |  | DC12-24V
112180311 | E58SC10-600-3-T-5 | 4227.3 |  |  | DC5V
112180320 | E58SC10-800-3-T-24 | 4227.3 |  |  | DC12-24V
112180321 | E58SC10-800-3-T-5 | 4227.3 |  |  | DC5V
112180330 | E58SC10-1000-3-T-24 | 4920.3 |  |  | DC12-24V
112180331 | E58SC10-1000-3-T-5 | 4920.3 |  |  | DC5V
112180340 | E58SC10-1024-3-T-24 | 4920.3 |  |  | DC12-24V
112180341 | E58SC10-1024-3-T-5 | 4920.3 |  |  | DC5V
112180350 | E58SC10-1200-3-T-24 | 4920.3 |  |  | DC12-24V
112180351 | E58SC10-1200-3-T-5 | 4920.3 |  |  | DC5V
112180360 | E58SC10-1500-3-T-24 | 4920.3 |  |  | DC12-24V
112180361 | E58SC10-1500-3-T-5 | 4920.3 |  |  | DC5V
112180370 | E58SC10-1800-3-T-24 | 4920.3 |  |  | DC12-24V
112180371 | E58SC10-1800-3-T-5 | 4920.3 |  |  | DC5V
112180380 | E58SC10-2000-3-T-24 | 4920.3 |  |  | DC12-24V
112180381 | E58SC10-2000-3-T-5 | 4920.3 |  |  | DC5V
112180390 | E58SC10-2048-3-T-24 | 4920.3 |  |  | DC12-24V
112180391 | E58SC10-2048-3-T-5 | 4920.3 |  |  | DC5V
112180400 | E58SC10-2500-3-T-24 | 4920.3 |  |  | DC12-24V
112180401 | E58SC10-2500-3-T-5 | 4920.3 |  |  | DC5V
112180404 | E58SC10-2500-3-T-24 | 5128.2 |  |  | DC12-24V(5M)
112180410 | E58SC10-3000-3-T-24 | 4920.3 |  |  | DC12-24V
112180411 | E58SC10-3000-3-T-5 | 4920.3 |  |  | DC5V
112180420 | E58SC10-3600-3-T-24 | 4920.3 |  |  | DC12-24V
112180421 | E58SC10-3600-3-T-5 | 4920.3 |  |  | DC5V
112180430 | E58SC10-5000-3-T-24 | 5959.8 |  |  | DC12-24V
112180431 | E58SC10-5000-3-T-5 | 5959.8 |  |  | DC5V
112180440 | E58SC10-6000-3-T-24 | 6611.22 |  |  | DC12-24V
112180441 | E58SC10-6000-3-T-5 | 6611.22 |  |  | DC5V
112180450 | E58SC10-8000-3-T-24 | 6916.14 |  |  | DC12-24V
112180451 | E58SC10-8000-3-T-5 | 6916.14 |  |  | DC5V
112180510 | E58SC10-1-2-N-24 | 4227.3 |  |  | DC12-24V
112180511 | E58SC10-1-2-N-5 | 4227.3 |  |  | DC5V
112180520 | E58SC10-2-2-N-24 | 4227.3 |  |  | DC12-24V
112180521 | E58SC10-2-2-N-5 | 4227.3 |  |  | DC5V
112180530 | E58SC10-5-2-N-24 | 4227.3 |  |  | DC12-24V
112180531 | E58SC10-5-2-N-5 | 4227.3 |  |  | DC5V
112180540 | E58SC10-10-3-N-24 | 4227.3 |  |  | DC12-24V
112180541 | E58SC10-10-3-N-5 | 4227.3 |  |  | DC5V
112180550 | E58SC10-12-2-N-24 | 4227.3 |  |  | DC12-24V
112180551 | E58SC10-12-2-N-5 | 4227.3 |  |  | DC5V
112180560 | E58SC10-15-3-N-24 | 4227.3 |  |  | DC12-24V
112180561 | E58SC10-15-3-N-5 | 4227.3 |  |  | DC5V
112180570 | E58SC10-20-3-N-24 | 4227.3 |  |  | DC12-24V
112180571 | E58SC10-20-3-N-5 | 4227.3 |  |  | DC5V
112180580 | E58SC10-23-3-N-24 | 4227.3 |  |  | DC12-24V
112180581 | E58SC10-23-3-N-5 | 4227.3 |  |  | DC5V
112180590 | E58SC10-25-3-N-24 | 4227.3 |  |  | DC12-24V
112180591 | E58SC10-25-3-N-5 | 4227.3 |  |  | DC5V
112180600 | E58SC10-30-3-N-24 | 4227.3 |  |  | DC12-24V
112180601 | E58SC10-30-3-N-5 | 4227.3 |  |  | DC5V
112180610 | E58SC10-35-3-N-24 | 4227.3 |  |  | DC12-24V
112180611 | E58SC10-35-3-N-5 | 4227.3 |  |  | DC5V
112180620 | E58SC10-40-3-N-24 | 4227.3 |  |  | DC12-24V
112180621 | E58SC10-40-3-N-5 | 4227.3 |  |  | DC5V
112180630 | E58SC10-45-3-N-24 | 4227.3 |  |  | DC12-24V
112180631 | E58SC10-45-3-N-5 | 4227.3 |  |  | DC5V
112180640 | E58SC10-50-3-N-24 | 4227.3 |  |  | DC12-24V
112180641 | E58SC10-50-3-N-5 | 4227.3 |  |  | DC5V
112180650 | E58SC10-60-3-N-24 | 4227.3 |  |  | DC12-24V
112180651 | E58SC10-60-3-N-5 | 4227.3 |  |  | DC5V
112180660 | E58SC10-75-3-N-24 | 4227.3 |  |  | DC12-24V
112180661 | E58SC10-75-3-N-5 | 4227.3 |  |  | DC5V
112180670 | E58SC10-100-3-N-24 | 4227.3 |  |  | DC12-24V
112180671 | E58SC10-100-3-N-5 | 4227.3 |  |  | DC5V
112180680 | E58SC10-120-3-N-24 | 4227.3 |  |  | DC12-24V
112180681 | E58SC10-120-3-N-5 | 4227.3 |  |  | DC5V
112180690 | E58SC10-125-3-N-24 | 4227.3 |  |  | DC12-24V
112180691 | E58SC10-125-3-N-5 | 4227.3 |  |  | DC5V
112180700 | E58SC10-150-3-N-24 | 4227.3 |  |  | DC12-24V
112180701 | E58SC10-150-3-N-5 | 4227.3 |  |  | DC5V
112180710 | E58SC10-192-3-N-24 | 4227.3 |  |  | DC12-24V
112180711 | E58SC10-192-3-N-5 | 4227.3 |  |  | DC5V
112180720 | E58SC10-200-3-N-24 | 4227.3 |  |  | DC12-24V
112180721 | E58SC10-200-3-N-5 | 4227.3 |  |  | DC5V
112180730 | E58SC10-240-3-N-24 | 4227.3 |  |  | DC12-24V
112180731 | E58SC10-240-3-N-5 | 4227.3 |  |  | DC5V
112180740 | E58SC10-250-3-N-24 | 4227.3 |  |  | DC12-24V
112180741 | E58SC10-250-3-N-5 | 4227.3 |  |  | DC5V
112180750 | E58SC10-256-3-N-24 | 4227.3 |  |  | DC12-24V
112180751 | E58SC10-256-3-N-5 | 4227.3 |  |  | DC5V
112180760 | E58SC10-300-3-N-24 | 4227.3 |  |  | DC12-24V
112180761 | E58SC10-300-3-N-5 | 4227.3 |  |  | DC5V
112180770 | E58SC10-360-3-N-24 | 4227.3 |  |  | DC12-24V
112180771 | E58SC10-360-3-N-5 | 4227.3 |  |  | DC5V
112180780 | E58SC10-400-3-N-24 | 4227.3 |  |  | DC12-24V
112180781 | E58SC10-400-3-N-5 | 4227.3 |  |  | DC5V
112180790 | E58SC10-500-3-N-24 | 4227.3 |  |  | DC12-24V
112180791 | E58SC10-500-3-N-5 | 4227.3 |  |  | DC5V
112180800 | E58SC10-512-3-N-24 | 4227.3 |  |  | DC12-24V
112180801 | E58SC10-512-3-N-5 | 4227.3 |  |  | DC5V
112180810 | E58SC10-600-3-N-24 | 4227.3 |  |  | DC12-24V
112180811 | E58SC10-600-3-N-5 | 4227.3 |  |  | DC5V
112180820 | E58SC10-800-3-N-24 | 4227.3 |  |  | DC12-24V
112180821 | E58SC10-800-3-N-5 | 4227.3 |  |  | DC5V
112180830 | E58SC10-1000-3-N-24 | 4920.3 |  |  | DC12-24V
112180831 | E58SC10-1000-3-N-5 | 4920.3 |  |  | DC5V
112180840 | E58SC10-1024-3-N-24 | 4920.3 |  |  | DC12-24V
112180841 | E58SC10-1024-3-N-5 | 4920.3 |  |  | DC5V
112180850 | E58SC10-1200-3-N-24 | 4920.3 |  |  | DC12-24V
112180851 | E58SC10-1200-3-N-5 | 4920.3 |  |  | DC5V
112180860 | E58SC10-1500-3-N-24 | 4920.3 |  |  | DC12-24V
112180861 | E58SC10-1500-3-N-5 | 4920.3 |  |  | DC5V
112180870 | E58SC10-1800-3-N-24 | 4920.3 |  |  | DC12-24V
112180871 | E58SC10-1800-3-N-5 | 4920.3 |  |  | DC5V
112180880 | E58SC10-2000-3-N-24 | 4920.3 |  |  | DC12-24V
112180881 | E58SC10-2000-3-N-5 | 4920.3 |  |  | DC5V
112180890 | E58SC10-2048-3-N-24 | 4920.3 |  |  | DC12-24V
112180891 | E58SC10-2048-3-N-5 | 4920.3 |  |  | DC5V
112180900 | E58SC10-2500-3-N-24 | 4920.3 |  |  | DC12-24V
112180901 | E58SC10-2500-3-N-5 | 4920.3 |  |  | DC5V
112180910 | E58SC10-3000-3-N-24 | 4920.3 |  |  | DC12-24V
112180911 | E58SC10-3000-3-N-5 | 4920.3 |  |  | DC5V
112180920 | E58SC10-3600-3-N-24 | 4920.3 |  |  | DC12-24V
112180921 | E58SC10-3600-3-N-5 | 4920.3 |  |  | DC5V
112180930 | E58SC10-5000-3-N-24 | 5959.8 |  |  | DC12-24V
112180931 | E58SC10-5000-3-N-5 | 5959.8 |  |  | DC5V
112180940 | E58SC10-6000-3-N-24 | 6611.22 |  |  | DC12-24V
112180941 | E58SC10-6000-3-N-5 | 6611.22 |  |  | DC5V
112180950 | E58SC10-8000-3-N-24 | 6916.14 |  |  | DC12-24V
112180951 | E58SC10-8000-3-N-5 | 6916.14 |  |  | DC5V
112181010 | E58SC10-1-2-V-24 | 4227.3 |  |  | DC12-24V
112181011 | E58SC10-1-2-V-5 | 4227.3 |  |  | DC5V
112181020 | E58SC10-2-2-V-24 | 4227.3 |  |  | DC12-24V
112181021 | E58SC10-2-2-V-5 | 4227.3 |  |  | DC5V
112181030 | E58SC10-5-2-V-24 | 4227.3 |  |  | DC12-24V
112181031 | E58SC10-5-2-V-5 | 4227.3 |  |  | DC5V
112181040 | E58SC10-10-3-V-24 | 4227.3 |  |  | DC12-24V
112181041 | E58SC10-10-3-V-5 | 4227.3 |  |  | DC5V
112181050 | E58SC10-12-2-V-24 | 4227.3 |  |  | DC12-24V
112181051 | E58SC10-12-2-V-5 | 4227.3 |  |  | DC5V
112181060 | E58SC10-15-3-V-24 | 4227.3 |  |  | DC12-24V
112181061 | E58SC10-15-3-V-5 | 4227.3 |  |  | DC5V
112181070 | E58SC10-20-3-V-24 | 4227.3 |  |  | DC12-24V
112181071 | E58SC10-20-3-V-5 | 4227.3 |  |  | DC5V
112181080 | E58SC10-23-3-V-24 | 4227.3 |  |  | DC12-24V
112181081 | E58SC10-23-3-V-5 | 4227.3 |  |  | DC5V
112181090 | E58SC10-25-3-V-24 | 4227.3 |  |  | DC12-24V
112181091 | E58SC10-25-3-V-5 | 4227.3 |  |  | DC5V
112181100 | E58SC10-30-3-V-24 | 4227.3 |  |  | DC12-24V
112181101 | E58SC10-30-3-V-5 | 4227.3 |  |  | DC5V
112181110 | E58SC10-35-3-V-24 | 4227.3 |  |  | DC12-24V
112181111 | E58SC10-35-3-V-5 | 4227.3 |  |  | DC5V
112181120 | E58SC10-40-3-V-24 | 4227.3 |  |  | DC12-24V
112181121 | E58SC10-40-3-V-5 | 4227.3 |  |  | DC5V
112181130 | E58SC10-45-3-V-24 | 4227.3 |  |  | DC12-24V
112181131 | E58SC10-45-3-V-5 | 4227.3 |  |  | DC5V
112181140 | E58SC10-50-3-V-24 | 4227.3 |  |  | DC12-24V
112181141 | E58SC10-50-3-V-5 | 4227.3 |  |  | DC5V
112181150 | E58SC10-60-3-V-24 | 4227.3 |  |  | DC12-24V
112181151 | E58SC10-60-3-V-5 | 4227.3 |  |  | DC5V
112181160 | E58SC10-75-3-V-24 | 4227.3 |  |  | DC12-24V
112181161 | E58SC10-75-3-V-5 | 4227.3 |  |  | DC5V
112181170 | E58SC10-100-3-V-24 | 4227.3 |  |  | DC12-24V
112181171 | E58SC10-100-3-V-5 | 4227.3 |  |  | DC5V
112181180 | E58SC10-120-3-V-24 | 4227.3 |  |  | DC12-24V
112181181 | E58SC10-120-3-V-5 | 4227.3 |  |  | DC5V
112181190 | E58SC10-125-3-V-24 | 4227.3 |  |  | DC12-24V
112181191 | E58SC10-125-3-V-5 | 4227.3 |  |  | DC5V
112181200 | E58SC10-150-3-V-24 | 4227.3 |  |  | DC12-24V
112181201 | E58SC10-150-3-V-5 | 4227.3 |  |  | DC5V
112181210 | E58SC10-192-3-V-24 | 4227.3 |  |  | DC12-24V
112181211 | E58SC10-192-3-V-5 | 4227.3 |  |  | DC5V
112181220 | E58SC10-200-3-V-24 | 4227.3 |  |  | DC12-24V
112181221 | E58SC10-200-3-V-5 | 4227.3 |  |  | DC5V
112181230 | E58SC10-240-3-V-24 | 4227.3 |  |  | DC12-24V
112181231 | E58SC10-240-3-V-5 | 4227.3 |  |  | DC5V
112181240 | E58SC10-250-3-V-24 | 4227.3 |  |  | DC12-24V
112181241 | E58SC10-250-3-V-5 | 4227.3 |  |  | DC5V
112181250 | E58SC10-256-3-V-24 | 4227.3 |  |  | DC12-24V
112181251 | E58SC10-256-3-V-5 | 4227.3 |  |  | DC5V
112181260 | E58SC10-300-3-V-24 | 4227.3 |  |  | DC12-24V
112181261 | E58SC10-300-3-V-5 | 4227.3 |  |  | DC5V
112181270 | E58SC10-360-3-V-24 | 4227.3 |  |  | DC12-24V
112181271 | E58SC10-360-3-V-5 | 4227.3 |  |  | DC5V
112181280 | E58SC10-400-3-V-24 | 4227.3 |  |  | DC12-24V
112181281 | E58SC10-400-3-V-5 | 4227.3 |  |  | DC5V
112181290 | E58SC10-500-3-V-24 | 4227.3 |  |  | DC12-24V
112181291 | E58SC10-500-3-V-5 | 4227.3 |  |  | DC5V
112181300 | E58SC10-512-3-V-24 | 4227.3 |  |  | DC12-24V
112181301 | E58SC10-512-3-V-5 | 4227.3 |  |  | DC5V
112181310 | E58SC10-600-3-V-24 | 4227.3 |  |  | DC12-24V
112181311 | E58SC10-600-3-V-5 | 4227.3 |  |  | DC5V
112181320 | E58SC10-800-3-V-24 | 4227.3 |  |  | DC12-24V
112181321 | E58SC10-800-3-V-5 | 4227.3 |  |  | DC5V
112181330 | E58SC10-1000-3-V-24 | 4920.3 |  |  | DC12-24V
112181331 | E58SC10-1000-3-V-5 | 4920.3 |  |  | DC5V
112181340 | E58SC10-1024-3-V-24 | 4920.3 |  |  | DC12-24V
112181341 | E58SC10-1024-3-V-5 | 4920.3 |  |  | DC5V
112181350 | E58SC10-1200-3-V-24 | 4920.3 |  |  | DC12-24V
112181351 | E58SC10-1200-3-V-5 | 4920.3 |  |  | DC5V
112181360 | E58SC10-1500-3-V-24 | 4920.3 |  |  | DC12-24V
112181361 | E58SC10-1500-3-V-5 | 4920.3 |  |  | DC5V
112181370 | E58SC10-1800-3-V-24 | 4920.3 |  |  | DC12-24V
112181371 | E58SC10-1800-3-V-5 | 4920.3 |  |  | DC5V
112181380 | E58SC10-2000-3-V-24 | 4920.3 |  |  | DC12-24V
112181381 | E58SC10-2000-3-V-5 | 4920.3 |  |  | DC5V
112181390 | E58SC10-2048-3-V-24 | 4920.3 |  |  | DC12-24V
112181391 | E58SC10-2048-3-V-5 | 4920.3 |  |  | DC5V
112181400 | E58SC10-2500-3-V-24 | 4920.3 |  |  | DC12-24V
112181401 | E58SC10-2500-3-V-5 | 4920.3 |  |  | DC5V
112181410 | E58SC10-3000-3-V-24 | 4920.3 |  |  | DC12-24V
112181411 | E58SC10-3000-3-V-5 | 4920.3 |  |  | DC5V
112181420 | E58SC10-3600-3-V-24 | 4920.3 |  |  | DC12-24V
112181421 | E58SC10-3600-3-V-5 | 4920.3 |  |  | DC5V
112181430 | E58SC10-5000-3-V-24 | 5959.8 |  |  | DC12-24V
112181431 | E58SC10-5000-3-V-5 | 5959.8 |  |  | DC5V
112181440 | E58SC10-6000-3-V-24 | 6611.22 |  |  | DC12-24V
112181441 | E58SC10-6000-3-V-5 | 6611.22 |  |  | DC5V
112181450 | E58SC10-8000-3-V-24 | 6916.14 |  |  | DC12-24V
112181451 | E58SC10-8000-3-V-5 | 6916.14 |  |  | DC5V
112181510 | E58SC10-1-4-L-5 | 4920.3 |  |  | DC5V
112181520 | E58SC10-2-4-L-5 | 4920.3 |  |  | DC5V
112181530 | E58SC10-5-4-L-5 | 4920.3 |  |  | DC5V
112181540 | E58SC10-10-6-L-5 | 4920.3 |  |  | DC5V
112181550 | E58SC10-12-4-L-5 | 4920.3 |  |  | DC5V
112181560 | E58SC10-15-6-L-5 | 4920.3 |  |  | DC5V
112181570 | E58SC10-20-6-L-5 | 4920.3 |  |  | DC5V
112181580 | E58SC10-23-6-L-5 | 4920.3 |  |  | DC5V
112181590 | E58SC10-25-6-L-5 | 4920.3 |  |  | DC5V
112181600 | E58SC10-30-6-L-5 | 4920.3 |  |  | DC5V
112181610 | E58SC10-35-6-L-5 | 4920.3 |  |  | DC5V
112181620 | E58SC10-40-6-L-5 | 4920.3 |  |  | DC5V
112181630 | E58SC10-45-6-L-5 | 4920.3 |  |  | DC5V
112181640 | E58SC10-50-6-L-5 | 4920.3 |  |  | DC5V
112181650 | E58SC10-60-6-L-5 | 4920.3 |  |  | DC5V
112181660 | E58SC10-75-6-L-5 | 4920.3 |  |  | DC5V
112181670 | E58SC10-100-6-L-5 | 4920.3 |  |  | DC5V
112181680 | E58SC10-120-6-L-5 | 4920.3 |  |  | DC5V
112181690 | E58SC10-125-6-L-5 | 4920.3 |  |  | DC5V
112181700 | E58SC10-150-6-L-5 | 4920.3 |  |  | DC5V
112181710 | E58SC10-192-6-L-5 | 4920.3 |  |  | DC5V
112181720 | E58SC10-200-6-L-5 | 4920.3 |  |  | DC5V
112181730 | E58SC10-240-6-L-5 | 4920.3 |  |  | DC5V
112181740 | E58SC10-250-6-L-5 | 4920.3 |  |  | DC5V
112181750 | E58SC10-256-6-L-5 | 4920.3 |  |  | DC5V
112181760 | E58SC10-300-6-L-5 | 4920.3 |  |  | DC5V
112181770 | E58SC10-360-6-L-5 | 4920.3 |  |  | DC5V
112181780 | E58SC10-400-6-L-5 | 4920.3 |  |  | DC5V
112181790 | E58SC10-500-6-L-5 | 4920.3 |  |  | DC5V
112181800 | E58SC10-512-6-L-5 | 4920.3 |  |  | DC5V
112181810 | E58SC10-600-6-L-5 | 4920.3 |  |  | DC5V
112181820 | E58SC10-800-6-L-5 | 4920.3 |  |  | DC5V
112181830 | E58SC10-1000-6-L-5 | 5544 |  |  | DC5V
112181831 | E58SC10-1000-6-L-24 | 5544 |  |  | 12-24VDC
112181840 | E58SC10-1024-6-L-5 | 5544 |  |  | DC5V
112181841 | E58SC10-1024-6-L-24 | 5544 |  |  | 12-24VDC
112181850 | E58SC10-1200-6-L-5 | 5544 |  |  | DC5V
112181860 | E58SC10-1500-6-L-5 | 5544 |  |  | DC5V
112181870 | E58SC10-1800-6-L-5 | 5544 |  |  | DC5V
112181880 | E58SC10-2000-6-L-5 | 5544 |  |  | DC5V
112181881 | E58SC10-2000-6-L-24 | 5544 |  |  | 12-24VDC
112181890 | E58SC10-2048-6-L-5 | 5544 |  |  | DC5V
112181900 | E58SC10-2500-6-L-5 | 5544 |  |  | DC5V
112181901 | E58SC10-2500-6-L-24 | 0 |  |  | 12-24VDC
112181902 | E58SC10-2500-6-L-5 | 5751.9 |  |  | DC5V(5M)
112181903 | E58SC10-2500-6-L-24 | 5751.9 |  |  | 12-24VDC(5M)
112181910 | E58SC10-3000-6-L-5 | 5544 |  |  | DC5V
112181920 | E58SC10-3600-6-L-5 | 5544 |  |  | DC5V
112181930 | E58SC10-5000-6-L-5 | 6978.51 |  |  | DC5V
112181931 | E58SC10-5000-6-L-24 | 6978.51 |  |  | 12-24VDC
112181932 | E58SC10-5000-6-L-5 | 7186.41 |  |  | DC5V(5M)
112181933 | E58SC10-5000-6-L-24 | 7186.41 |  |  | 12-24VDC(5M)
112181940 | E58SC10-6000-6-L-5 | 7276.5 |  |  | DC5V
112181950 | E58SC10-8000-6-L-5 | 7581.42 |  |  | DC5V
112182010 | E58SC10-1-2-T-24-C | 4573.8 |  |  | DC12-24V
112182011 | E58SC10-1-2-T-5-C | 4573.8 |  |  | DC5V
112182020 | E58SC10-2-2-T-24-C | 4573.8 |  |  | DC12-24V
112182021 | E58SC10-2-2-T-5-C | 4573.8 |  |  | DC5V
112182030 | E58SC10-5-2-T-24-C | 4573.8 |  |  | DC12-24V
112182031 | E58SC10-5-2-T-5-C | 4573.8 |  |  | DC5V
112182040 | E58SC10-10-3-T-24-C | 4573.8 |  |  | DC12-24V
112182041 | E58SC10-10-3-T-5-C | 4573.8 |  |  | DC5V
112182050 | E58SC10-12-2-T-24-C | 4573.8 |  |  | DC12-24V
112182051 | E58SC10-12-2-T-5-C | 4573.8 |  |  | DC5V
112182060 | E58SC10-15-3-T-24-C | 4573.8 |  |  | DC12-24V
112182061 | E58SC10-15-3-T-5-C | 4573.8 |  |  | DC5V
112182070 | E58SC10-20-3-T-24-C | 4573.8 |  |  | DC12-24V
112182071 | E58SC10-20-3-T-5-C | 4573.8 |  |  | DC5V
112182080 | E58SC10-23-3-T-24-C | 4573.8 |  |  | DC12-24V
112182081 | E58SC10-23-3-T-5-C | 4573.8 |  |  | DC5V
112182090 | E58SC10-25-3-T-24-C | 4573.8 |  |  | DC12-24V
112182091 | E58SC10-25-3-T-5-C | 4573.8 |  |  | DC5V
112182100 | E58SC10-30-3-T-24-C | 4573.8 |  |  | DC12-24V
112182101 | E58SC10-30-3-T-5-C | 4573.8 |  |  | DC5V
112182110 | E58SC10-35-3-T-24-C | 4573.8 |  |  | DC12-24V
112182111 | E58SC10-35-3-T-5-C | 4573.8 |  |  | DC5V
112182120 | E58SC10-40-3-T-24-C | 4573.8 |  |  | DC12-24V
112182121 | E58SC10-40-3-T-5-C | 4573.8 |  |  | DC5V
112182130 | E58SC10-45-3-T-24-C | 4573.8 |  |  | DC12-24V
112182131 | E58SC10-45-3-T-5-C | 4573.8 |  |  | DC5V
112182140 | E58SC10-50-3-T-24-C | 4573.8 |  |  | DC12-24V
112182141 | E58SC10-50-3-T-5-C | 4573.8 |  |  | DC5V
112182150 | E58SC10-60-3-T-24-C | 4573.8 |  |  | DC12-24V
112182151 | E58SC10-60-3-T-5-C | 4573.8 |  |  | DC5V
112182160 | E58SC10-75-3-T-24-C | 4573.8 |  |  | DC12-24V
112182161 | E58SC10-75-3-T-5-C | 4573.8 |  |  | DC5V
112182170 | E58SC10-100-3-T-24-C | 4573.8 |  |  | DC12-24V
112182171 | E58SC10-100-3-T-5-C | 4573.8 |  |  | DC5V
112182180 | E58SC10-120-3-T-24-C | 4573.8 |  |  | DC12-24V
112182181 | E58SC10-120-3-T-5-C | 4573.8 |  |  | DC5V
112182190 | E58SC10-125-3-T-24-C | 4573.8 |  |  | DC12-24V
112182191 | E58SC10-125-3-T-5-C | 4573.8 |  |  | DC5V
112182200 | E58SC10-150-3-T-24-C | 4573.8 |  |  | DC12-24V
112182201 | E58SC10-150-3-T-5-C | 4573.8 |  |  | DC5V
112182210 | E58SC10-192-3-T-24-C | 4573.8 |  |  | DC12-24V
112182211 | E58SC10-192-3-T-5-C | 4573.8 |  |  | DC5V
112182220 | E58SC10-200-3-T-24-C | 4573.8 |  |  | DC12-24V
112182221 | E58SC10-200-3-T-5-C | 4573.8 |  |  | DC5V
112182230 | E58SC10-240-3-T-24-C | 4573.8 |  |  | DC12-24V
112182231 | E58SC10-240-3-T-5-C | 4573.8 |  |  | DC5V
112182240 | E58SC10-250-3-T-24-C | 4573.8 |  |  | DC12-24V
112182241 | E58SC10-250-3-T-5-C | 4573.8 |  |  | DC5V
112182250 | E58SC10-256-3-T-24-C | 4573.8 |  |  | DC12-24V
112182251 | E58SC10-256-3-T-5-C | 4573.8 |  |  | DC5V
112182260 | E58SC10-300-3-T-24-C | 4573.8 |  |  | DC12-24V
112182261 | E58SC10-300-3-T-5-C | 4573.8 |  |  | DC5V
112182270 | E58SC10-360-3-T-24-C | 4573.8 |  |  | DC12-24V
112182271 | E58SC10-360-3-T-5-C | 4573.8 |  |  | DC5V
112182280 | E58SC10-400-3-T-24-C | 4573.8 |  |  | DC12-24V
112182281 | E58SC10-400-3-T-5-C | 4573.8 |  |  | DC5V
112182290 | E58SC10-500-3-T-24-C | 4573.8 |  |  | DC12-24V
112182291 | E58SC10-500-3-T-5-C | 4573.8 |  |  | DC5V
112182300 | E58SC10-512-3-T-24-C | 4573.8 |  |  | DC12-24V
112182301 | E58SC10-512-3-T-5-C | 4573.8 |  |  | DC5V
112182310 | E58SC10-600-3-T-24-C | 4573.8 |  |  | DC12-24V
112182311 | E58SC10-600-3-T-5-C | 4573.8 |  |  | DC5V
112182320 | E58SC10-800-3-T-24-C | 4573.8 |  |  | DC12-24V
112182321 | E58SC10-800-3-T-5-C | 4573.8 |  |  | DC5V
112182330 | E58SC10-1000-3-T-24-C | 5266.8 |  |  | DC12-24V
112182331 | E58SC10-1000-3-T-5-C | 5266.8 |  |  | DC5V
112182340 | E58SC10-1024-3-T-24-C | 5266.8 |  |  | DC12-24V
112182341 | E58SC10-1024-3-T-5-C | 5266.8 |  |  | DC5V
112182350 | E58SC10-1200-3-T-24-C | 5266.8 |  |  | DC12-24V
112182351 | E58SC10-1200-3-T-5-C | 5266.8 |  |  | DC5V
112182360 | E58SC10-1500-3-T-24-C | 5266.8 |  |  | DC12-24V
112182361 | E58SC10-1500-3-T-5-C | 5266.8 |  |  | DC5V
112182370 | E58SC10-1800-3-T-24-C | 5266.8 |  |  | DC12-24V
112182371 | E58SC10-1800-3-T-5-C | 5266.8 |  |  | DC5V
112182380 | E58SC10-2000-3-T-24-C | 5266.8 |  |  | DC12-24V
112182381 | E58SC10-2000-3-T-5-C | 5266.8 |  |  | DC5V
112182390 | E58SC10-2048-3-T-24-C | 5266.8 |  |  | DC12-24V
112182391 | E58SC10-2048-3-T-5-C | 5266.8 |  |  | DC5V
112182400 | E58SC10-2500-3-T-24-C | 5266.8 |  |  | DC12-24V
112182401 | E58SC10-2500-3-T-5-C | 5266.8 |  |  | DC5V
112182410 | E58SC10-3000-3-T-24-C | 5266.8 |  |  | DC12-24V
112182411 | E58SC10-3000-3-T-5-C | 5266.8 |  |  | DC5V
112182420 | E58SC10-3600-3-T-24-C | 5266.8 |  |  | DC12-24V
112182421 | E58SC10-3600-3-T-5-C | 5266.8 |  |  | DC5V
112182430 | E58SC10-5000-3-T-24-C | 6306.3 |  |  | DC12-24V
112182431 | E58SC10-5000-3-T-5-C | 6306.3 |  |  | DC5V
112182440 | E58SC10-6000-3-T-24-C | 6957.72 |  |  | DC12-24V
112182441 | E58SC10-6000-3-T-5-C | 6957.72 |  |  | DC5V
112182450 | E58SC10-8000-3-T-24-C | 7262.64 |  |  | DC12-24V
112182451 | E58SC10-8000-3-T-5-C | 7262.64 |  |  | DC5V
112182510 | E58SC10-1-2-N-24-C | 4573.8 |  |  | DC12-24V
112182511 | E58SC10-1-2-N-5-C | 4573.8 |  |  | DC5V
112182520 | E58SC10-2-2-N-24-C | 4573.8 |  |  | DC12-24V
112182521 | E58SC10-2-2-N-5-C | 4573.8 |  |  | DC5V
112182530 | E58SC10-5-2-N-24-C | 4573.8 |  |  | DC12-24V
112182531 | E58SC10-5-2-N-5-C | 4573.8 |  |  | DC5V
112182540 | E58SC10-10-3-N-24-C | 4573.8 |  |  | DC12-24V
112182541 | E58SC10-10-3-N-5-C | 4573.8 |  |  | DC5V
112182550 | E58SC10-12-2-N-24-C | 4573.8 |  |  | DC12-24V
112182551 | E58SC10-12-2-N-5-C | 4573.8 |  |  | DC5V
112182560 | E58SC10-15-3-N-24-C | 4573.8 |  |  | DC12-24V
112182561 | E58SC10-15-3-N-5-C | 4573.8 |  |  | DC5V
112182570 | E58SC10-20-3-N-24-C | 4573.8 |  |  | DC12-24V
112182571 | E58SC10-20-3-N-5-C | 4573.8 |  |  | DC5V
112182580 | E58SC10-23-3-N-24-C | 4573.8 |  |  | DC12-24V
112182581 | E58SC10-23-3-N-5-C | 4573.8 |  |  | DC5V
112182590 | E58SC10-25-3-N-24-C | 4573.8 |  |  | DC12-24V
112182591 | E58SC10-25-3-N-5-C | 4573.8 |  |  | DC5V
112182600 | E58SC10-30-3-N-24-C | 4573.8 |  |  | DC12-24V
112182601 | E58SC10-30-3-N-5-C | 4573.8 |  |  | DC5V
112182610 | E58SC10-35-3-N-24-C | 4573.8 |  |  | DC12-24V
112182611 | E58SC10-35-3-N-5-C | 4573.8 |  |  | DC5V
112182620 | E58SC10-40-3-N-24-C | 4573.8 |  |  | DC12-24V
112182621 | E58SC10-40-3-N-5-C | 4573.8 |  |  | DC5V
112182630 | E58SC10-45-3-N-24-C | 4573.8 |  |  | DC12-24V
112182631 | E58SC10-45-3-N-5-C | 4573.8 |  |  | DC5V
112182640 | E58SC10-50-3-N-24-C | 4573.8 |  |  | DC12-24V
112182641 | E58SC10-50-3-N-5-C | 4573.8 |  |  | DC5V
112182650 | E58SC10-60-3-N-24-C | 4573.8 |  |  | DC12-24V
112182651 | E58SC10-60-3-N-5-C | 4573.8 |  |  | DC5V
112182660 | E58SC10-75-3-N-24-C | 4573.8 |  |  | DC12-24V
112182661 | E58SC10-75-3-N-5-C | 4573.8 |  |  | DC5V
112182670 | E58SC10-100-3-N-24-C | 4573.8 |  |  | DC12-24V
112182671 | E58SC10-100-3-N-5-C | 4573.8 |  |  | DC5V
112182680 | E58SC10-120-3-N-24-C | 4573.8 |  |  | DC12-24V
112182681 | E58SC10-120-3-N-5-C | 4573.8 |  |  | DC5V
112182690 | E58SC10-125-3-N-24-C | 4573.8 |  |  | DC12-24V
112182691 | E58SC10-125-3-N-5-C | 4573.8 |  |  | DC5V
112182700 | E58SC10-150-3-N-24-C | 4573.8 |  |  | DC12-24V
112182701 | E58SC10-150-3-N-5-C | 4573.8 |  |  | DC5V
112182710 | E58SC10-192-3-N-24-C | 4573.8 |  |  | DC12-24V
112182711 | E58SC10-192-3-N-5-C | 4573.8 |  |  | DC5V
112182720 | E58SC10-200-3-N-24-C | 4573.8 |  |  | DC12-24V
112182721 | E58SC10-200-3-N-5-C | 4573.8 |  |  | DC5V
112182730 | E58SC10-240-3-N-24-C | 4573.8 |  |  | DC12-24V
112182731 | E58SC10-240-3-N-5-C | 4573.8 |  |  | DC5V
112182740 | E58SC10-250-3-N-24-C | 4573.8 |  |  | DC12-24V
112182741 | E58SC10-250-3-N-5-C | 4573.8 |  |  | DC5V
112182750 | E58SC10-256-3-N-24-C | 4573.8 |  |  | DC12-24V
112182751 | E58SC10-256-3-N-5-C | 4573.8 |  |  | DC5V
112182760 | E58SC10-300-3-N-24-C | 4573.8 |  |  | DC12-24V
112182761 | E58SC10-300-3-N-5-C | 4573.8 |  |  | DC5V
112182770 | E58SC10-360-3-N-24-C | 4573.8 |  |  | DC12-24V
112182771 | E58SC10-360-3-N-5-C | 4573.8 |  |  | DC5V
112182780 | E58SC10-400-3-N-24-C | 4573.8 |  |  | DC12-24V
112182781 | E58SC10-400-3-N-5-C | 4573.8 |  |  | DC5V
112182790 | E58SC10-500-3-N-24-C | 4573.8 |  |  | DC12-24V
112182791 | E58SC10-500-3-N-5-C | 4573.8 |  |  | DC5V
112182800 | E58SC10-512-3-N-24-C | 4573.8 |  |  | DC12-24V
112182801 | E58SC10-512-3-N-5-C | 4573.8 |  |  | DC5V
112182810 | E58SC10-600-3-N-24-C | 4573.8 |  |  | DC12-24V
112182811 | E58SC10-600-3-N-5-C | 4573.8 |  |  | DC5V
112182820 | E58SC10-800-3-N-24-C | 4573.8 |  |  | DC12-24V
112182821 | E58SC10-800-3-N-5-C | 4573.8 |  |  | DC5V
112182830 | E58SC10-1000-3-N-24-C | 5266.8 |  |  | DC12-24V
112182831 | E58SC10-1000-3-N-5-C | 5266.8 |  |  | DC5V
112182840 | E58SC10-1024-3-N-24-C | 5266.8 |  |  | DC12-24V
112182841 | E58SC10-1024-3-N-5-C | 5266.8 |  |  | DC5V
112182850 | E58SC10-1200-3-N-24-C | 5266.8 |  |  | DC12-24V
112182851 | E58SC10-1200-3-N-5-C | 5266.8 |  |  | DC5V
112182860 | E58SC10-1500-3-N-24-C | 5266.8 |  |  | DC12-24V
112182861 | E58SC10-1500-3-N-5-C | 5266.8 |  |  | DC5V
112182870 | E58SC10-1800-3-N-24-C | 5266.8 |  |  | DC12-24V
112182871 | E58SC10-1800-3-N-5-C | 5266.8 |  |  | DC5V
112182880 | E58SC10-2000-3-N-24-C | 5266.8 |  |  | DC12-24V
112182881 | E58SC10-2000-3-N-5-C | 5266.8 |  |  | DC5V
112182890 | E58SC10-2048-3-N-24-C | 5266.8 |  |  | DC12-24V
112182891 | E58SC10-2048-3-N-5-C | 5266.8 |  |  | DC5V
112182900 | E58SC10-2500-3-N-24-C | 5266.8 |  |  | DC12-24V
112182901 | E58SC10-2500-3-N-5-C | 5266.8 |  |  | DC5V
112182910 | E58SC10-3000-3-N-24-C | 5266.8 |  |  | DC12-24V
112182911 | E58SC10-3000-3-N-5-C | 5266.8 |  |  | DC5V
112182920 | E58SC10-3600-3-N-24-C | 5266.8 |  |  | DC12-24V
112182921 | E58SC10-3600-3-N-5-C | 5266.8 |  |  | DC5V
112182930 | E58SC10-5000-3-N-24-C | 6306.3 |  |  | DC12-24V
112182931 | E58SC10-5000-3-N-5-C | 6306.3 |  |  | DC5V
112182940 | E58SC10-6000-3-N-24-C | 6957.72 |  |  | DC12-24V
112182941 | E58SC10-6000-3-N-5-C | 6957.72 |  |  | DC5V
112182950 | E58SC10-8000-3-N-24-C | 7262.64 |  |  | DC12-24V
112182951 | E58SC10-8000-3-N-5-C | 7262.64 |  |  | DC5V
112183010 | E58SC10-1-2-V-24-C | 4573.8 |  |  | DC12-24V
112183011 | E58SC10-1-2-V-5-C | 4573.8 |  |  | DC5V
112183020 | E58SC10-2-2-V-24-C | 4573.8 |  |  | DC12-24V
112183021 | E58SC10-2-2-V-5-C | 4573.8 |  |  | DC5V
112183030 | E58SC10-5-2-V-24-C | 4573.8 |  |  | DC12-24V
112183031 | E58SC10-5-2-V-5-C | 4573.8 |  |  | DC5V
112183040 | E58SC10-10-3-V-24-C | 4573.8 |  |  | DC12-24V
112183041 | E58SC10-10-3-V-5-C | 4573.8 |  |  | DC5V
112183050 | E58SC10-12-2-V-24-C | 4573.8 |  |  | DC12-24V
112183051 | E58SC10-12-2-V-5-C | 4573.8 |  |  | DC5V
112183060 | E58SC10-15-3-V-24-C | 4573.8 |  |  | DC12-24V
112183061 | E58SC10-15-3-V-5-C | 4573.8 |  |  | DC5V
112183070 | E58SC10-20-3-V-24-C | 4573.8 |  |  | DC12-24V
112183071 | E58SC10-20-3-V-5-C | 4573.8 |  |  | DC5V
112183080 | E58SC10-23-3-V-24-C | 4573.8 |  |  | DC12-24V
112183081 | E58SC10-23-3-V-5-C | 4573.8 |  |  | DC5V
112183090 | E58SC10-25-3-V-24-C | 4573.8 |  |  | DC12-24V
112183091 | E58SC10-25-3-V-5-C | 4573.8 |  |  | DC5V
112183100 | E58SC10-30-3-V-24-C | 4573.8 |  |  | DC12-24V
112183101 | E58SC10-30-3-V-5-C | 4573.8 |  |  | DC5V
112183110 | E58SC10-35-3-V-24-C | 4573.8 |  |  | DC12-24V
112183111 | E58SC10-35-3-V-5-C | 4573.8 |  |  | DC5V
112183120 | E58SC10-40-3-V-24-C | 4573.8 |  |  | DC12-24V
112183121 | E58SC10-40-3-V-5-C | 4573.8 |  |  | DC5V
112183130 | E58SC10-45-3-V-24-C | 4573.8 |  |  | DC12-24V
112183131 | E58SC10-45-3-V-5-C | 4573.8 |  |  | DC5V
112183140 | E58SC10-50-3-V-24-C | 4573.8 |  |  | DC12-24V
112183141 | E58SC10-50-3-V-5-C | 4573.8 |  |  | DC5V
112183150 | E58SC10-60-3-V-24-C | 4573.8 |  |  | DC12-24V
112183151 | E58SC10-60-3-V-5-C | 4573.8 |  |  | DC5V
112183160 | E58SC10-75-3-V-24-C | 4573.8 |  |  | DC12-24V
112183161 | E58SC10-75-3-V-5-C | 4573.8 |  |  | DC5V
112183170 | E58SC10-100-3-V-24-C | 4573.8 |  |  | DC12-24V
112183171 | E58SC10-100-3-V-5-C | 4573.8 |  |  | DC5V
112183180 | E58SC10-120-3-V-24-C | 4573.8 |  |  | DC12-24V
112183181 | E58SC10-120-3-V-5-C | 4573.8 |  |  | DC5V
112183190 | E58SC10-125-3-V-24-C | 4573.8 |  |  | DC12-24V
112183191 | E58SC10-125-3-V-5-C | 4573.8 |  |  | DC5V
112183200 | E58SC10-150-3-V-24-C | 4573.8 |  |  | DC12-24V
112183201 | E58SC10-150-3-V-5-C | 4573.8 |  |  | DC5V
112183210 | E58SC10-192-3-V-24-C | 4573.8 |  |  | DC12-24V
112183211 | E58SC10-192-3-V-5-C | 4573.8 |  |  | DC5V
112183220 | E58SC10-200-3-V-24-C | 4573.8 |  |  | DC12-24V
112183221 | E58SC10-200-3-V-5-C | 4573.8 |  |  | DC5V
112183230 | E58SC10-240-3-V-24-C | 4573.8 |  |  | DC12-24V
112183231 | E58SC10-240-3-V-5-C | 4573.8 |  |  | DC5V
112183240 | E58SC10-250-3-V-24-C | 4573.8 |  |  | DC12-24V
112183241 | E58SC10-250-3-V-5-C | 4573.8 |  |  | DC5V
112183250 | E58SC10-256-3-V-24-C | 4573.8 |  |  | DC12-24V
112183251 | E58SC10-256-3-V-5-C | 4573.8 |  |  | DC5V
112183260 | E58SC10-300-3-V-24-C | 4573.8 |  |  | DC12-24V
112183261 | E58SC10-300-3-V-5-C | 4573.8 |  |  | DC5V
112183270 | E58SC10-360-3-V-24-C | 4573.8 |  |  | DC12-24V
112183271 | E58SC10-360-3-V-5-C | 4573.8 |  |  | DC5V
112183280 | E58SC10-400-3-V-24-C | 4573.8 |  |  | DC12-24V
112183281 | E58SC10-400-3-V-5-C | 4573.8 |  |  | DC5V
112183290 | E58SC10-500-3-V-24-C | 4573.8 |  |  | DC12-24V
112183291 | E58SC10-500-3-V-5-C | 4573.8 |  |  | DC5V
112183300 | E58SC10-512-3-V-24-C | 4573.8 |  |  | DC12-24V
112183301 | E58SC10-512-3-V-5-C | 4573.8 |  |  | DC5V
112183310 | E58SC10-600-3-V-24-C | 4573.8 |  |  | DC12-24V
112183311 | E58SC10-600-3-V-5-C | 4573.8 |  |  | DC5V
112183320 | E58SC10-800-3-V-24-C | 4573.8 |  |  | DC12-24V
112183321 | E58SC10-800-3-V-5-C | 4573.8 |  |  | DC5V
112183330 | E58SC10-1000-3-V-24-C | 5266.8 |  |  | DC12-24V
112183331 | E58SC10-1000-3-V-5-C | 5266.8 |  |  | DC5V
112183340 | E58SC10-1024-3-V-24-C | 5266.8 |  |  | DC12-24V
112183341 | E58SC10-1024-3-V-5-C | 5266.8 |  |  | DC5V
112183350 | E58SC10-1200-3-V-24-C | 5266.8 |  |  | DC12-24V
112183351 | E58SC10-1200-3-V-5-C | 5266.8 |  |  | DC5V
112183360 | E58SC10-1500-3-V-24-C | 5266.8 |  |  | DC12-24V
112183361 | E58SC10-1500-3-V-5-C | 5266.8 |  |  | DC5V
112183370 | E58SC10-1800-3-V-24-C | 5266.8 |  |  | DC12-24V
112183371 | E58SC10-1800-3-V-5-C | 5266.8 |  |  | DC5V
112183380 | E58SC10-2000-3-V-24-C | 5266.8 |  |  | DC12-24V
112183381 | E58SC10-2000-3-V-5-C | 5266.8 |  |  | DC5V
112183390 | E58SC10-2048-3-V-24-C | 5266.8 |  |  | DC12-24V
112183391 | E58SC10-2048-3-V-5-C | 5266.8 |  |  | DC5V
112183400 | E58SC10-2500-3-V-24-C | 5266.8 |  |  | DC12-24V
112183401 | E58SC10-2500-3-V-5-C | 5266.8 |  |  | DC5V
112183410 | E58SC10-3000-3-V-24-C | 5266.8 |  |  | DC12-24V
112183411 | E58SC10-3000-3-V-5-C | 5266.8 |  |  | DC5V
112183420 | E58SC10-3600-3-V-24-C | 5266.8 |  |  | DC12-24V
112183421 | E58SC10-3600-3-V-5-C | 5266.8 |  |  | DC5V
112183430 | E58SC10-5000-3-V-24-C | 6306.3 |  |  | DC12-24V
112183431 | E58SC10-5000-3-V-5-C | 6306.3 |  |  | DC5V
112183440 | E58SC10-6000-3-V-24-C | 6957.72 |  |  | DC12-24V
112183441 | E58SC10-6000-3-V-5-C | 6957.72 |  |  | DC5V
112183450 | E58SC10-8000-3-V-24-C | 7262.64 |  |  | DC12-24V
112183451 | E58SC10-8000-3-V-5-C | 7262.64 |  |  | DC5V
112183510 | E58SC10-1-4-L-5-C | 5266.8 |  |  | DC5V
112183520 | E58SC10-2-4-L-5-C | 5266.8 |  |  | DC5V
112183530 | E58SC10-5-4-L-5-C | 5266.8 |  |  | DC5V
112183540 | E58SC10-10-6-L-5-C | 5266.8 |  |  | DC5V
112183550 | E58SC10-12-4-L-5-C | 5266.8 |  |  | DC5V
112183560 | E58SC10-15-6-L-5-C | 5266.8 |  |  | DC5V
112183570 | E58SC10-20-6-L-5-C | 5266.8 |  |  | DC5V
112183580 | E58SC10-23-6-L-5-C | 5266.8 |  |  | DC5V
112183590 | E58SC10-25-6-L-5-C | 5266.8 |  |  | DC5V
112183600 | E58SC10-30-6-L-5-C | 5266.8 |  |  | DC5V
112183610 | E58SC10-35-6-L-5-C | 5266.8 |  |  | DC5V
112183620 | E58SC10-40-6-L-5-C | 5266.8 |  |  | DC5V
112183630 | E58SC10-45-6-L-5-C | 5266.8 |  |  | DC5V
112183640 | E58SC10-50-6-L-5-C | 5266.8 |  |  | DC5V
112183650 | E58SC10-60-6-L-5-C | 5266.8 |  |  | DC5V
112183660 | E58SC10-75-6-L-5-C | 5266.8 |  |  | DC5V
112183670 | E58SC10-100-6-L-5-C | 5266.8 |  |  | DC5V
112183680 | E58SC10-120-6-L-5-C | 5266.8 |  |  | DC5V
112183690 | E58SC10-125-6-L-5-C | 5266.8 |  |  | DC5V
112183700 | E58SC10-150-6-L-5-C | 5266.8 |  |  | DC5V
112183710 | E58SC10-192-6-L-5-C | 5266.8 |  |  | DC5V
112183720 | E58SC10-200-6-L-5-C | 5266.8 |  |  | DC5V
112183730 | E58SC10-240-6-L-5-C | 5266.8 |  |  | DC5V
112183740 | E58SC10-250-6-L-5-C | 5266.8 |  |  | DC5V
112183750 | E58SC10-256-6-L-5-C | 5266.8 |  |  | DC5V
112183760 | E58SC10-300-6-L-5-C | 5266.8 |  |  | DC5V
112183770 | E58SC10-360-6-L-5-C | 5266.8 |  |  | DC5V
112183780 | E58SC10-400-6-L-5-C | 5266.8 |  |  | DC5V
112183790 | E58SC10-500-6-L-5-C | 5266.8 |  |  | DC5V
112183800 | E58SC10-512-6-L-5-C | 5266.8 |  |  | DC5V
112183810 | E58SC10-600-6-L-5-C | 5266.8 |  |  | DC5V
112183820 | E58SC10-800-6-L-5-C | 5266.8 |  |  | DC5V
112183830 | E58SC10-1000-6-L-5-C | 5890.5 |  |  | DC5V
112183840 | E58SC10-1024-6-L-5-C | 5890.5 |  |  | DC5V
112183850 | E58SC10-1200-6-L-5-C | 5890.5 |  |  | DC5V
112183860 | E58SC10-1500-6-L-5-C | 5890.5 |  |  | DC5V
112183870 | E58SC10-1800-6-L-5-C | 5890.5 |  |  | DC5V
112183880 | E58SC10-2000-6-L-5-C | 5890.5 |  |  | DC5V
112183890 | E58SC10-2048-6-L-5-C | 5890.5 |  |  | DC5V
112183900 | E58SC10-2500-6-L-5-C | 5890.5 |  |  | DC5V
112183910 | E58SC10-3000-6-L-5-C | 5890.5 |  |  | DC5V
112183920 | E58SC10-3600-6-L-5-C | 5890.5 |  |  | DC5V
112183930 | E58SC10-5000-6-L-5-C | 7325.01 |  |  | DC5V
112183940 | E58SC10-6000-6-L-5-C | 7623 |  |  | DC5V
112183950 | E58SC10-8000-6-L-5-C | 7927.92 |  |  | DC5V
112184010 | E58SC10-1-2-T-24-CR | 4573.8 |  |  | DC12-24V
112184011 | E58SC10-1-2-T-5-CR | 4573.8 |  |  | DC5V
112184020 | E58SC10-2-2-T-24-CR | 4573.8 |  |  | DC12-24V
112184021 | E58SC10-2-2-T-5-CR | 4573.8 |  |  | DC5V
112184030 | E58SC10-5-2-T-24-CR | 4573.8 |  |  | DC12-24V
112184031 | E58SC10-5-2-T-5-CR | 4573.8 |  |  | DC5V
112184040 | E58SC10-10-3-T-24-CR | 4573.8 |  |  | DC12-24V
112184041 | E58SC10-10-3-T-5-CR | 4573.8 |  |  | DC5V
112184050 | E58SC10-12-2-T-24-CR | 4573.8 |  |  | DC12-24V
112184051 | E58SC10-12-2-T-5-CR | 4573.8 |  |  | DC5V
112184060 | E58SC10-15-3-T-24-CR | 4573.8 |  |  | DC12-24V
112184061 | E58SC10-15-3-T-5-CR | 4573.8 |  |  | DC5V
112184070 | E58SC10-20-3-T-24-CR | 4573.8 |  |  | DC12-24V
112184071 | E58SC10-20-3-T-5-CR | 4573.8 |  |  | DC5V
112184080 | E58SC10-23-3-T-24-CR | 4573.8 |  |  | DC12-24V
112184081 | E58SC10-23-3-T-5-CR | 4573.8 |  |  | DC5V
112184090 | E58SC10-25-3-T-24-CR | 4573.8 |  |  | DC12-24V
112184091 | E58SC10-25-3-T-5-CR | 4573.8 |  |  | DC5V
112184100 | E58SC10-30-3-T-24-CR | 4573.8 |  |  | DC12-24V
112184101 | E58SC10-30-3-T-5-CR | 4573.8 |  |  | DC5V
112184110 | E58SC10-35-3-T-24-CR | 4573.8 |  |  | DC12-24V
112184111 | E58SC10-35-3-T-5-CR | 4573.8 |  |  | DC5V
112184120 | E58SC10-40-3-T-24-CR | 4573.8 |  |  | DC12-24V
112184121 | E58SC10-40-3-T-5-CR | 4573.8 |  |  | DC5V
112184130 | E58SC10-45-3-T-24-CR | 4573.8 |  |  | DC12-24V
112184131 | E58SC10-45-3-T-5-CR | 4573.8 |  |  | DC5V
112184140 | E58SC10-50-3-T-24-CR | 4573.8 |  |  | DC12-24V
112184141 | E58SC10-50-3-T-5-CR | 4573.8 |  |  | DC5V
112184150 | E58SC10-60-3-T-24-CR | 4573.8 |  |  | DC12-24V
112184151 | E58SC10-60-3-T-5-CR | 4573.8 |  |  | DC5V
112184160 | E58SC10-75-3-T-24-CR | 4573.8 |  |  | DC12-24V
112184161 | E58SC10-75-3-T-5-CR | 4573.8 |  |  | DC5V
112184170 | E58SC10-100-3-T-24-CR | 4573.8 |  |  | DC12-24V
112184171 | E58SC10-100-3-T-5-CR | 4573.8 |  |  | DC5V
112184180 | E58SC10-120-3-T-24-CR | 4573.8 |  |  | DC12-24V
112184181 | E58SC10-120-3-T-5-CR | 4573.8 |  |  | DC5V
112184190 | E58SC10-125-3-T-24-CR | 4573.8 |  |  | DC12-24V
112184191 | E58SC10-125-3-T-5-CR | 4573.8 |  |  | DC5V
112184200 | E58SC10-150-3-T-24-CR | 4573.8 |  |  | DC12-24V
112184201 | E58SC10-150-3-T-5-CR | 4573.8 |  |  | DC5V
112184210 | E58SC10-192-3-T-24-CR | 4504.5 |  |  | DC12-24V
112184211 | E58SC10-192-3-T-5-CR | 4573.8 |  |  | DC5V
112184220 | E58SC10-200-3-T-24-CR | 4573.8 |  |  | DC12-24V
112184221 | E58SC10-200-3-T-5-CR | 4573.8 |  |  | DC5V
112184230 | E58SC10-240-3-T-24-CR | 4573.8 |  |  | DC12-24V
112184231 | E58SC10-240-3-T-5-CR | 4573.8 |  |  | DC5V
112184240 | E58SC10-250-3-T-24-CR | 4573.8 |  |  | DC12-24V
112184241 | E58SC10-250-3-T-5-CR | 4573.8 |  |  | DC5V
112184250 | E58SC10-256-3-T-24-CR | 4573.8 |  |  | DC12-24V
112184251 | E58SC10-256-3-T-5-CR | 4573.8 |  |  | DC5V
112184260 | E58SC10-300-3-T-24-CR | 4573.8 |  |  | DC12-24V
112184261 | E58SC10-300-3-T-5-CR | 4573.8 |  |  | DC5V
112184270 | E58SC10-360-3-T-24-CR | 4573.8 |  |  | DC12-24V
112184271 | E58SC10-360-3-T-5-CR | 4573.8 |  |  | DC5V
112184280 | E58SC10-400-3-T-24-CR | 4573.8 |  |  | DC12-24V
112184281 | E58SC10-400-3-T-5-CR | 4573.8 |  |  | DC5V
112184290 | E58SC10-500-3-T-24-CR | 4573.8 |  |  | DC12-24V
112184291 | E58SC10-500-3-T-5-CR | 4573.8 |  |  | DC5V
112184300 | E58SC10-512-3-T-24-CR | 4573.8 |  |  | DC12-24V
112184301 | E58SC10-512-3-T-5-CR | 4573.8 |  |  | DC5V
112184310 | E58SC10-600-3-T-24-CR | 4573.8 |  |  | DC12-24V
112184311 | E58SC10-600-3-T-5-CR | 4573.8 |  |  | DC5V
112184320 | E58SC10-800-3-T-24-CR | 4573.8 |  |  | DC12-24V
112184321 | E58SC10-800-3-T-5-CR | 4573.8 |  |  | DC5V
112184330 | E58SC10-1000-3-T-24-CR | 5266.8 |  |  | DC12-24V
112184331 | E58SC10-1000-3-T-5-CR | 5266.8 |  |  | DC5V
112184340 | E58SC10-1024-3-T-24-CR | 5266.8 |  |  | DC12-24V
112184341 | E58SC10-1024-3-T-5-CR | 5266.8 |  |  | DC5V
112184350 | E58SC10-1200-3-T-24-CR | 5266.8 |  |  | DC12-24V
112184351 | E58SC10-1200-3-T-5-CR | 5266.8 |  |  | DC5V
112184360 | E58SC10-1500-3-T-24-CR | 5266.8 |  |  | DC12-24V
112184361 | E58SC10-1500-3-T-5-CR | 5266.8 |  |  | DC5V
112184370 | E58SC10-1800-3-T-24-CR | 5266.8 |  |  | DC12-24V
112184371 | E58SC10-1800-3-T-5-CR | 5266.8 |  |  | DC5V
112184380 | E58SC10-2000-3-T-24-CR | 5266.8 |  |  | DC12-24V
112184381 | E58SC10-2000-3-T-5-CR | 5266.8 |  |  | DC5V
112184390 | E58SC10-2048-3-T-24-CR | 5266.8 |  |  | DC12-24V
112184391 | E58SC10-2048-3-T-5-CR | 5266.8 |  |  | DC5V
112184400 | E58SC10-2500-3-T-24-CR | 5266.8 |  |  | DC12-24V
112184401 | E58SC10-2500-3-T-5-CR | 5266.8 |  |  | DC5V
112184410 | E58SC10-3000-3-T-24-CR | 5266.8 |  |  | DC12-24V
112184411 | E58SC10-3000-3-T-5-CR | 5266.8 |  |  | DC5V
112184420 | E58SC10-3600-3-T-24-CR | 5266.8 |  |  | DC12-24V
112184421 | E58SC10-3600-3-T-5-CR | 5266.8 |  |  | DC5V
112184430 | E58SC10-5000-3-T-24-CR | 6306.3 |  |  | DC12-24V
112184431 | E58SC10-5000-3-T-5-CR | 6306.3 |  |  | DC5V
112184440 | E58SC10-6000-3-T-24-CR | 6957.72 |  |  | DC12-24V
112184441 | E58SC10-6000-3-T-5-CR | 6957.72 |  |  | DC5V
112184450 | E58SC10-8000-3-T-24-CR | 7262.64 |  |  | DC12-24V
112184451 | E58SC10-8000-3-T-5-CR | 7262.64 |  |  | DC5V
112184510 | E58SC10-1-2-N-24-CR | 4573.8 |  |  | DC12-24V
112184511 | E58SC10-1-2-N-5-CR | 4573.8 |  |  | DC5V
112184520 | E58SC10-2-2-N-24-CR | 4573.8 |  |  | DC12-24V
112184521 | E58SC10-2-2-N-5-CR | 4573.8 |  |  | DC5V
112184530 | E58SC10-5-2-N-24-CR | 4573.8 |  |  | DC12-24V
112184531 | E58SC10-5-2-N-5-CR | 4573.8 |  |  | DC5V
112184540 | E58SC10-10-3-N-24-CR | 4573.8 |  |  | DC12-24V
112184541 | E58SC10-10-3-N-5-CR | 4573.8 |  |  | DC5V
112184550 | E58SC10-12-2-N-24-CR | 4573.8 |  |  | DC12-24V
112184551 | E58SC10-12-2-N-5-CR | 4573.8 |  |  | DC5V
112184560 | E58SC10-15-3-N-24-CR | 4573.8 |  |  | DC12-24V
112184561 | E58SC10-15-3-N-5-CR | 4573.8 |  |  | DC5V
112184570 | E58SC10-20-3-N-24-CR | 4573.8 |  |  | DC12-24V
112184571 | E58SC10-20-3-N-5-CR | 4573.8 |  |  | DC5V
112184580 | E58SC10-23-3-N-24-CR | 4573.8 |  |  | DC12-24V
112184581 | E58SC10-23-3-N-5-CR | 4573.8 |  |  | DC5V
112184590 | E58SC10-25-3-N-24-CR | 4573.8 |  |  | DC12-24V
112184591 | E58SC10-25-3-N-5-CR | 4573.8 |  |  | DC5V
112184600 | E58SC10-30-3-N-24-CR | 4573.8 |  |  | DC12-24V
112184601 | E58SC10-30-3-N-5-CR | 4573.8 |  |  | DC5V
112184610 | E58SC10-35-3-N-24-CR | 4573.8 |  |  | DC12-24V
112184611 | E58SC10-35-3-N-5-CR | 4573.8 |  |  | DC5V
112184620 | E58SC10-40-3-N-24-CR | 4573.8 |  |  | DC12-24V
112184621 | E58SC10-40-3-N-5-CR | 4573.8 |  |  | DC5V
112184630 | E58SC10-45-3-N-24-CR | 4573.8 |  |  | DC12-24V
112184631 | E58SC10-45-3-N-5-CR | 4573.8 |  |  | DC5V
112184640 | E58SC10-50-3-N-24-CR | 4573.8 |  |  | DC12-24V
112184641 | E58SC10-50-3-N-5-CR | 4573.8 |  |  | DC5V
112184650 | E58SC10-60-3-N-24-CR | 4573.8 |  |  | DC12-24V
112184651 | E58SC10-60-3-N-5-CR | 4573.8 |  |  | DC5V
112184660 | E58SC10-75-3-N-24-CR | 4573.8 |  |  | DC12-24V
112184661 | E58SC10-75-3-N-5-CR | 4573.8 |  |  | DC5V
112184670 | E58SC10-100-3-N-24-CR | 4573.8 |  |  | DC12-24V
112184671 | E58SC10-100-3-N-5-CR | 4573.8 |  |  | DC5V
112184680 | E58SC10-120-3-N-24-CR | 4573.8 |  |  | DC12-24V
112184681 | E58SC10-120-3-N-5-CR | 4573.8 |  |  | DC5V
112184690 | E58SC10-125-3-N-24-CR | 4573.8 |  |  | DC12-24V
112184691 | E58SC10-125-3-N-5-CR | 4573.8 |  |  | DC5V
112184700 | E58SC10-150-3-N-24-CR | 4573.8 |  |  | DC12-24V
112184701 | E58SC10-150-3-N-5-CR | 4573.8 |  |  | DC5V
112184710 | E58SC10-192-3-N-24-CR | 4573.8 |  |  | DC12-24V
112184711 | E58SC10-192-3-N-5-CR | 4573.8 |  |  | DC5V
112184720 | E58SC10-200-3-N-24-CR | 4573.8 |  |  | DC12-24V
112184721 | E58SC10-200-3-N-5-CR | 4573.8 |  |  | DC5V
112184730 | E58SC10-240-3-N-24-CR | 4573.8 |  |  | DC12-24V
112184731 | E58SC10-240-3-N-5-CR | 4573.8 |  |  | DC5V
112184740 | E58SC10-250-3-N-24-CR | 4573.8 |  |  | DC12-24V
112184741 | E58SC10-250-3-N-5-CR | 4573.8 |  |  | DC5V
112184750 | E58SC10-256-3-N-24-CR | 4573.8 |  |  | DC12-24V
112184751 | E58SC10-256-3-N-5-CR | 4573.8 |  |  | DC5V
112184760 | E58SC10-300-3-N-24-CR | 4573.8 |  |  | DC12-24V
112184761 | E58SC10-300-3-N-5-CR | 4573.8 |  |  | DC5V
112184770 | E58SC10-360-3-N-24-CR | 4573.8 |  |  | DC12-24V
112184771 | E58SC10-360-3-N-5-CR | 4573.8 |  |  | DC5V
112184780 | E58SC10-400-3-N-24-CR | 4573.8 |  |  | DC12-24V
112184781 | E58SC10-400-3-N-5-CR | 4573.8 |  |  | DC5V
112184790 | E58SC10-500-3-N-24-CR | 4573.8 |  |  | DC12-24V
112184791 | E58SC10-500-3-N-5-CR | 4573.8 |  |  | DC5V
112184800 | E58SC10-512-3-N-24-CR | 4573.8 |  |  | DC12-24V
112184801 | E58SC10-512-3-N-5-CR | 4573.8 |  |  | DC5V
112184810 | E58SC10-600-3-N-24-CR | 4573.8 |  |  | DC12-24V
112184811 | E58SC10-600-3-N-5-CR | 4573.8 |  |  | DC5V
112184820 | E58SC10-800-3-N-24-CR | 4573.8 |  |  | DC12-24V
112184821 | E58SC10-800-3-N-5-CR | 4573.8 |  |  | DC5V
112184830 | E58SC10-1000-3-N-24-CR | 5266.8 |  |  | DC12-24V
112184831 | E58SC10-1000-3-N-5-CR | 5266.8 |  |  | DC5V
112184840 | E58SC10-1024-3-N-24-CR | 5266.8 |  |  | DC12-24V
112184841 | E58SC10-1024-3-N-5-CR | 5266.8 |  |  | DC5V
112184850 | E58SC10-1200-3-N-24-CR | 5266.8 |  |  | DC12-24V
112184851 | E58SC10-1200-3-N-5-CR | 5266.8 |  |  | DC5V
112184860 | E58SC10-1500-3-N-24-CR | 5266.8 |  |  | DC12-24V
112184861 | E58SC10-1500-3-N-5-CR | 5266.8 |  |  | DC5V
112184870 | E58SC10-1800-3-N-24-CR | 5266.8 |  |  | DC12-24V
112184871 | E58SC10-1800-3-N-5-CR | 5266.8 |  |  | DC5V
112184880 | E58SC10-2000-3-N-24-CR | 5266.8 |  |  | DC12-24V
112184881 | E58SC10-2000-3-N-5-CR | 5266.8 |  |  | DC5V
112184890 | E58SC10-2048-3-N-24-CR | 5266.8 |  |  | DC12-24V
112184891 | E58SC10-2048-3-N-5-CR | 5266.8 |  |  | DC5V
112184900 | E58SC10-2500-3-N-24-CR | 5266.8 |  |  | DC12-24V
112184901 | E58SC10-2500-3-N-5-CR | 5266.8 |  |  | DC5V
112184910 | E58SC10-3000-3-N-24-CR | 5266.8 |  |  | DC12-24V
112184911 | E58SC10-3000-3-N-5-CR | 5266.8 |  |  | DC5V
112184920 | E58SC10-3600-3-N-24-CR | 5266.8 |  |  | DC12-24V
112184921 | E58SC10-3600-3-N-5-CR | 5266.8 |  |  | DC5V
112184930 | E58SC10-5000-3-N-24-CR | 6306.3 |  |  | DC12-24V
112184931 | E58SC10-5000-3-N-5-CR | 6306.3 |  |  | DC5V
112184940 | E58SC10-6000-3-N-24-CR | 6957.72 |  |  | DC12-24V
112184941 | E58SC10-6000-3-N-5-CR | 6957.72 |  |  | DC5V
112184950 | E58SC10-8000-3-N-24-CR | 7262.64 |  |  | DC12-24V
112184951 | E58SC10-8000-3-N-5-CR | 7262.64 |  |  | DC5V
112185010 | E58SC10-1-2-V-24-CR | 4573.8 |  |  | DC12-24V
112185011 | E58SC10-1-2-V-5-CR | 4573.8 |  |  | DC5V
112185020 | E58SC10-2-2-V-24-CR | 4573.8 |  |  | DC12-24V
112185021 | E58SC10-2-2-V-5-CR | 4573.8 |  |  | DC5V
112185030 | E58SC10-5-2-V-24-CR | 4573.8 |  |  | DC12-24V
112185031 | E58SC10-5-2-V-5-CR | 4573.8 |  |  | DC5V
112185040 | E58SC10-10-3-V-24-CR | 4573.8 |  |  | DC12-24V
112185041 | E58SC10-10-3-V-5-CR | 4573.8 |  |  | DC5V
112185050 | E58SC10-12-2-V-24-CR | 4573.8 |  |  | DC12-24V
112185051 | E58SC10-12-2-V-5-CR | 4573.8 |  |  | DC5V
112185060 | E58SC10-15-3-V-24-CR | 4573.8 |  |  | DC12-24V
112185061 | E58SC10-15-3-V-5-CR | 4573.8 |  |  | DC5V
112185070 | E58SC10-20-3-V-24-CR | 4573.8 |  |  | DC12-24V
112185071 | E58SC10-20-3-V-5-CR | 4573.8 |  |  | DC5V
112185080 | E58SC10-23-3-V-24-CR | 4573.8 |  |  | DC12-24V
112185081 | E58SC10-23-3-V-5-CR | 4573.8 |  |  | DC5V
112185090 | E58SC10-25-3-V-24-CR | 4573.8 |  |  | DC12-24V
112185091 | E58SC10-25-3-V-5-CR | 4573.8 |  |  | DC5V
112185100 | E58SC10-30-3-V-24-CR | 4573.8 |  |  | DC12-24V
112185101 | E58SC10-30-3-V-5-CR | 4573.8 |  |  | DC5V
112185110 | E58SC10-35-3-V-24-CR | 4573.8 |  |  | DC12-24V
112185111 | E58SC10-35-3-V-5-CR | 4573.8 |  |  | DC5V
112185120 | E58SC10-40-3-V-24-CR | 4573.8 |  |  | DC12-24V
112185121 | E58SC10-40-3-V-5-CR | 4573.8 |  |  | DC5V
112185130 | E58SC10-45-3-V-24-CR | 4573.8 |  |  | DC12-24V
112185131 | E58SC10-45-3-V-5-CR | 4573.8 |  |  | DC5V
112185140 | E58SC10-50-3-V-24-CR | 4573.8 |  |  | DC12-24V
112185141 | E58SC10-50-3-V-5-CR | 4573.8 |  |  | DC5V
112185150 | E58SC10-60-3-V-24-CR | 4573.8 |  |  | DC12-24V
112185151 | E58SC10-60-3-V-5-CR | 4573.8 |  |  | DC5V
112185160 | E58SC10-75-3-V-24-CR | 4573.8 |  |  | DC12-24V
112185161 | E58SC10-75-3-V-5-CR | 4573.8 |  |  | DC5V
112185170 | E58SC10-100-3-V-24-CR | 4573.8 |  |  | DC12-24V
112185171 | E58SC10-100-3-V-5-CR | 4573.8 |  |  | DC5V
112185180 | E58SC10-120-3-V-24-CR | 4573.8 |  |  | DC12-24V
112185181 | E58SC10-120-3-V-5-CR | 4573.8 |  |  | DC5V
112185190 | E58SC10-125-3-V-24-CR | 4573.8 |  |  | DC12-24V
112185191 | E58SC10-125-3-V-5-CR | 4573.8 |  |  | DC5V
112185200 | E58SC10-150-3-V-24-CR | 4573.8 |  |  | DC12-24V
112185201 | E58SC10-150-3-V-5-CR | 4573.8 |  |  | DC5V
112185210 | E58SC10-192-3-V-24-CR | 4573.8 |  |  | DC12-24V
112185211 | E58SC10-192-3-V-5-CR | 4573.8 |  |  | DC5V
112185220 | E58SC10-200-3-V-24-CR | 4573.8 |  |  | DC12-24V
112185221 | E58SC10-200-3-V-5-CR | 4573.8 |  |  | DC5V
112185230 | E58SC10-240-3-V-24-CR | 4573.8 |  |  | DC12-24V
112185231 | E58SC10-240-3-V-5-CR | 4573.8 |  |  | DC5V
112185240 | E58SC10-250-3-V-24-CR | 4573.8 |  |  | DC12-24V
112185241 | E58SC10-250-3-V-5-CR | 4573.8 |  |  | DC5V
112185250 | E58SC10-256-3-V-24-CR | 4573.8 |  |  | DC12-24V
112185251 | E58SC10-256-3-V-5-CR | 4573.8 |  |  | DC5V
112185260 | E58SC10-300-3-V-24-CR | 4573.8 |  |  | DC12-24V
112185261 | E58SC10-300-3-V-5-CR | 4573.8 |  |  | DC5V
112185270 | E58SC10-360-3-V-24-CR | 4573.8 |  |  | DC12-24V
112185271 | E58SC10-360-3-V-5-CR | 4573.8 |  |  | DC5V
112185280 | E58SC10-400-3-V-24-CR | 4573.8 |  |  | DC12-24V
112185281 | E58SC10-400-3-V-5-CR | 4573.8 |  |  | DC5V
112185290 | E58SC10-500-3-V-24-CR | 4573.8 |  |  | DC12-24V
112185291 | E58SC10-500-3-V-5-CR | 4573.8 |  |  | DC5V
112185300 | E58SC10-512-3-V-24-CR | 4573.8 |  |  | DC12-24V
112185301 | E58SC10-512-3-V-5-CR | 4573.8 |  |  | DC5V
112185310 | E58SC10-600-3-V-24-CR | 4573.8 |  |  | DC12-24V
112185311 | E58SC10-600-3-V-5-CR | 4573.8 |  |  | DC5V
112185320 | E58SC10-800-3-V-24-CR | 4573.8 |  |  | DC12-24V
112185321 | E58SC10-800-3-V-5-CR | 4573.8 |  |  | DC5V
112185330 | E58SC10-1000-3-V-24-CR | 5266.8 |  |  | DC12-24V
112185331 | E58SC10-1000-3-V-5-CR | 5266.8 |  |  | DC5V
112185340 | E58SC10-1024-3-V-24-CR | 5266.8 |  |  | DC12-24V
112185341 | E58SC10-1024-3-V-5-CR | 5266.8 |  |  | DC5V
112185350 | E58SC10-1200-3-V-24-CR | 5266.8 |  |  | DC12-24V
112185351 | E58SC10-1200-3-V-5-CR | 5266.8 |  |  | DC5V
112185360 | E58SC10-1500-3-V-24-CR | 5266.8 |  |  | DC12-24V
112185361 | E58SC10-1500-3-V-5-CR | 5266.8 |  |  | DC5V
112185370 | E58SC10-1800-3-V-24-CR | 5266.8 |  |  | DC12-24V
112185371 | E58SC10-1800-3-V-5-CR | 5266.8 |  |  | DC5V
112185380 | E58SC10-2000-3-V-24-CR | 5266.8 |  |  | DC12-24V
112185381 | E58SC10-2000-3-V-5-CR | 5266.8 |  |  | DC5V
112185390 | E58SC10-2048-3-V-24-CR | 5266.8 |  |  | DC12-24V
112185391 | E58SC10-2048-3-V-5-CR | 5266.8 |  |  | DC5V
112185400 | E58SC10-2500-3-V-24-CR | 5266.8 |  |  | DC12-24V
112185401 | E58SC10-2500-3-V-5-CR | 5266.8 |  |  | DC5V
112185410 | E58SC10-3000-3-V-24-CR | 5266.8 |  |  | DC12-24V
112185411 | E58SC10-3000-3-V-5-CR | 5266.8 |  |  | DC5V
112185420 | E58SC10-3600-3-V-24-CR | 5266.8 |  |  | DC12-24V
112185421 | E58SC10-3600-3-V-5-CR | 5266.8 |  |  | DC5V
112185430 | E58SC10-5000-3-V-24-CR | 6306.3 |  |  | DC12-24V
112185431 | E58SC10-5000-3-V-5-CR | 6306.3 |  |  | DC5V
112185440 | E58SC10-6000-3-V-24-CR | 6957.72 |  |  | DC12-24V
112185441 | E58SC10-6000-3-V-5-CR | 6957.72 |  |  | DC5V
112185450 | E58SC10-8000-3-V-24-CR | 7262.64 |  |  | DC12-24V
112185451 | E58SC10-8000-3-V-5-CR | 7262.64 |  |  | DC5V
112185510 | E58SC10-1-4-L-5-CR | 5266.8 |  |  | DC5V
112185520 | E58SC10-2-4-L-5-CR | 5266.8 |  |  | DC5V
112185530 | E58SC10-5-4-L-5-CR | 5266.8 |  |  | DC5V
112185540 | E58SC10-10-6-L-5-CR | 5266.8 |  |  | DC5V
112185550 | E58SC10-12-4-L-5-CR | 5266.8 |  |  | DC5V
112185560 | E58SC10-15-6-L-5-CR | 5266.8 |  |  | DC5V
112185570 | E58SC10-20-6-L-5-CR | 5266.8 |  |  | DC5V
112185580 | E58SC10-23-6-L-5-CR | 5266.8 |  |  | DC5V
112185590 | E58SC10-25-6-L-5-CR | 5266.8 |  |  | DC5V
112185600 | E58SC10-30-6-L-5-CR | 5266.8 |  |  | DC5V
112185610 | E58SC10-35-6-L-5-CR | 5266.8 |  |  | DC5V
112185620 | E58SC10-40-6-L-5-CR | 5266.8 |  |  | DC5V
112185630 | E58SC10-45-6-L-5-CR | 5266.8 |  |  | DC5V
112185640 | E58SC10-50-6-L-5-CR | 5266.8 |  |  | DC5V
112185650 | E58SC10-60-6-L-5-CR | 5266.8 |  |  | DC5V
112185660 | E58SC10-75-6-L-5-CR | 5266.8 |  |  | DC5V
112185670 | E58SC10-100-6-L-5-CR | 5266.8 |  |  | DC5V
112185680 | E58SC10-120-6-L-5-CR | 5266.8 |  |  | DC5V
112185690 | E58SC10-125-6-L-5-CR | 5266.8 |  |  | DC5V
112185700 | E58SC10-150-6-L-5-CR | 5266.8 |  |  | DC5V
112185710 | E58SC10-192-6-L-5-CR | 5266.8 |  |  | DC5V
112185720 | E58SC10-200-6-L-5-CR | 5266.8 |  |  | DC5V
112185730 | E58SC10-240-6-L-5-CR | 5266.8 |  |  | DC5V
112185740 | E58SC10-250-6-L-5-CR | 5266.8 |  |  | DC5V
112185750 | E58SC10-256-6-L-5-CR | 5266.8 |  |  | DC5V
112185760 | E58SC10-300-6-L-5-CR | 5266.8 |  |  | DC5V
112185770 | E58SC10-360-6-L-5-CR | 5266.8 |  |  | DC5V
112185780 | E58SC10-400-6-L-5-CR | 5266.8 |  |  | DC5V
112185790 | E58SC10-500-6-L-5-CR | 5266.8 |  |  | DC5V
112185800 | E58SC10-512-6-L-5-CR | 5266.8 |  |  | DC5V
112185810 | E58SC10-600-6-L-5-CR | 5266.8 |  |  | DC5V
112185820 | E58SC10-800-6-L-5-CR | 5266.8 |  |  | DC5V
112185830 | E58SC10-1000-6-L-5-CR | 5890.5 |  |  | DC5V
112185840 | E58SC10-1024-6-L-5-CR | 5890.5 |  |  | DC5V
112185850 | E58SC10-1200-6-L-5-CR | 5890.5 |  |  | DC5V
112185860 | E58SC10-1500-6-L-5-CR | 5890.5 |  |  | DC5V
112185870 | E58SC10-1800-6-L-5-CR | 5890.5 |  |  | DC5V
112185880 | E58SC10-2000-6-L-5-CR | 5890.5 |  |  | DC5V
112185890 | E58SC10-2048-6-L-5-CR | 5890.5 |  |  | DC5V
112185900 | E58SC10-2500-6-L-5-CR | 5890.5 |  |  | DC5V
112185910 | E58SC10-3000-6-L-5-CR | 5890.5 |  |  | DC5V
112185920 | E58SC10-3600-6-L-5-CR | 5890.5 |  |  | DC5V
112185930 | E58SC10-5000-6-L-5-CR | 7325.01 |  |  | DC5V
112185940 | E58SC10-6000-6-L-5-CR | 7623 |  |  | DC5V
112185950 | E58SC10-8000-6-L-5-CR | 7927.92 |  |  | DC5V
112186010 | E58SC10-1-2-T-24-CS | 4573.8 |  |  | DC12-24V
112186011 | E58SC10-1-2-T-5-CS | 4573.8 |  |  | DC5V
112186020 | E58SC10-2-2-T-24-CS | 4573.8 |  |  | DC12-24V
112186021 | E58SC10-2-2-T-5-CS | 4573.8 |  |  | DC5V
112186030 | E58SC10-5-2-T-24-CS | 4573.8 |  |  | DC12-24V
112186031 | E58SC10-5-2-T-5-CS | 4573.8 |  |  | DC5V
112186040 | E58SC10-10-3-T-24-CS | 4573.8 |  |  | DC12-24V
112186041 | E58SC10-10-3-T-5-CS | 4573.8 |  |  | DC5V
112186050 | E58SC10-12-2-T-24-CS | 4573.8 |  |  | DC12-24V
112186051 | E58SC10-12-2-T-5-CS | 4573.8 |  |  | DC5V
112186060 | E58SC10-15-3-T-24-CS | 4573.8 |  |  | DC12-24V
112186061 | E58SC10-15-3-T-5-CS | 4573.8 |  |  | DC5V
112186070 | E58SC10-20-3-T-24-CS | 4573.8 |  |  | DC12-24V
112186071 | E58SC10-20-3-T-5-CS | 4573.8 |  |  | DC5V
112186080 | E58SC10-23-3-T-24-CS | 4573.8 |  |  | DC12-24V
112186081 | E58SC10-23-3-T-5-CS | 4573.8 |  |  | DC5V
112186090 | E58SC10-25-3-T-24-CS | 4573.8 |  |  | DC12-24V
112186091 | E58SC10-25-3-T-5-CS | 4573.8 |  |  | DC5V
112186100 | E58SC10-30-3-T-24-CS | 4573.8 |  |  | DC12-24V
112186101 | E58SC10-30-3-T-5-CS | 4573.8 |  |  | DC5V
112186110 | E58SC10-35-3-T-24-CS | 4573.8 |  |  | DC12-24V
112186111 | E58SC10-35-3-T-5-CS | 4573.8 |  |  | DC5V
112186120 | E58SC10-40-3-T-24-CS | 4573.8 |  |  | DC12-24V
112186121 | E58SC10-40-3-T-5-CS | 4573.8 |  |  | DC5V
112186130 | E58SC10-45-3-T-24-CS | 4573.8 |  |  | DC12-24V
112186131 | E58SC10-45-3-T-5-CS | 4573.8 |  |  | DC5V
112186140 | E58SC10-50-3-T-24-CS | 4573.8 |  |  | DC12-24V
112186141 | E58SC10-50-3-T-5-CS | 4573.8 |  |  | DC5V
112186150 | E58SC10-60-3-T-24-CS | 4573.8 |  |  | DC12-24V
112186151 | E58SC10-60-3-T-5-CS | 4573.8 |  |  | DC5V
112186160 | E58SC10-75-3-T-24-CS | 4573.8 |  |  | DC12-24V
112186161 | E58SC10-75-3-T-5-CS | 4573.8 |  |  | DC5V
112186170 | E58SC10-100-3-T-24-CS | 4573.8 |  |  | DC12-24V
112186171 | E58SC10-100-3-T-5-CS | 4573.8 |  |  | DC5V
112186180 | E58SC10-120-3-T-24-CS | 4573.8 |  |  | DC12-24V
112186181 | E58SC10-120-3-T-5-CS | 4573.8 |  |  | DC5V
112186190 | E58SC10-125-3-T-24-CS | 4573.8 |  |  | DC12-24V
112186191 | E58SC10-125-3-T-5-CS | 4573.8 |  |  | DC5V
112186200 | E58SC10-150-3-T-24-CS | 4573.8 |  |  | DC12-24V
112186201 | E58SC10-150-3-T-5-CS | 4573.8 |  |  | DC5V
112186210 | E58SC10-192-3-T-24-CS | 4573.8 |  |  | DC12-24V
112186211 | E58SC10-192-3-T-5-CS | 4573.8 |  |  | DC5V
112186220 | E58SC10-200-3-T-24-CS | 4573.8 |  |  | DC12-24V
112186221 | E58SC10-200-3-T-5-CS | 4573.8 |  |  | DC5V
112186230 | E58SC10-240-3-T-24-CS | 4573.8 |  |  | DC12-24V
112186231 | E58SC10-240-3-T-5-CS | 4573.8 |  |  | DC5V
112186240 | E58SC10-250-3-T-24-CS | 4573.8 |  |  | DC12-24V
112186241 | E58SC10-250-3-T-5-CS | 4573.8 |  |  | DC5V
112186250 | E58SC10-256-3-T-24-CS | 4573.8 |  |  | DC12-24V
112186251 | E58SC10-256-3-T-5-CS | 4573.8 |  |  | DC5V
112186260 | E58SC10-300-3-T-24-CS | 4573.8 |  |  | DC12-24V
112186261 | E58SC10-300-3-T-5-CS | 4573.8 |  |  | DC5V
112186270 | E58SC10-360-3-T-24-CS | 4573.8 |  |  | DC12-24V
112186271 | E58SC10-360-3-T-5-CS | 4573.8 |  |  | DC5V
112186280 | E58SC10-400-3-T-24-CS | 4573.8 |  |  | DC12-24V
112186281 | E58SC10-400-3-T-5-CS | 4573.8 |  |  | DC5V
112186290 | E58SC10-500-3-T-24-CS | 4573.8 |  |  | DC12-24V
112186291 | E58SC10-500-3-T-5-CS | 4573.8 |  |  | DC5V
112186300 | E58SC10-512-3-T-24-CS | 4573.8 |  |  | DC12-24V
112186301 | E58SC10-512-3-T-5-CS | 4573.8 |  |  | DC5V
112186310 | E58SC10-600-3-T-24-CS | 4573.8 |  |  | DC12-24V
112186311 | E58SC10-600-3-T-5-CS | 4573.8 |  |  | DC5V
112186320 | E58SC10-800-3-T-24-CS | 4573.8 |  |  | DC12-24V
112186321 | E58SC10-800-3-T-5-CS | 4573.8 |  |  | DC5V
112186330 | E58SC10-1000-3-T-24-CS | 5266.8 |  |  | DC12-24V
112186331 | E58SC10-1000-3-T-5-CS | 5266.8 |  |  | DC5V
112186340 | E58SC10-1024-3-T-24-CS | 5266.8 |  |  | DC12-24V
112186341 | E58SC10-1024-3-T-5-CS | 5266.8 |  |  | DC5V
112186350 | E58SC10-1200-3-T-24-CS | 5266.8 |  |  | DC12-24V
112186351 | E58SC10-1200-3-T-5-CS | 5266.8 |  |  | DC5V
112186360 | E58SC10-1500-3-T-24-CS | 5266.8 |  |  | DC12-24V
112186361 | E58SC10-1500-3-T-5-CS | 5266.8 |  |  | DC5V
112186370 | E58SC10-1800-3-T-24-CS | 5266.8 |  |  | DC12-24V
112186371 | E58SC10-1800-3-T-5-CS | 5266.8 |  |  | DC5V
112186380 | E58SC10-2000-3-T-24-CS | 5266.8 |  |  | DC12-24V
112186381 | E58SC10-2000-3-T-5-CS | 5266.8 |  |  | DC5V
112186390 | E58SC10-2048-3-T-24-CS | 5266.8 |  |  | DC12-24V
112186391 | E58SC10-2048-3-T-5-CS | 5266.8 |  |  | DC5V
112186400 | E58SC10-2500-3-T-24-CS | 5266.8 |  |  | DC12-24V
112186401 | E58SC10-2500-3-T-5-CS | 5266.8 |  |  | DC5V
112186410 | E58SC10-3000-3-T-24-CS | 5266.8 |  |  | DC12-24V
112186411 | E58SC10-3000-3-T-5-CS | 5266.8 |  |  | DC5V
112186420 | E58SC10-3600-3-T-24-CS | 5266.8 |  |  | DC12-24V
112186421 | E58SC10-3600-3-T-5-CS | 5266.8 |  |  | DC5V
112186430 | E58SC10-5000-3-T-24-CS | 6306.3 |  |  | DC12-24V
112186431 | E58SC10-5000-3-T-5-CS | 6306.3 |  |  | DC5V
112186440 | E58SC10-6000-3-T-24-CS | 6957.72 |  |  | DC12-24V
112186441 | E58SC10-6000-3-T-5-CS | 6957.72 |  |  | DC5V
112186450 | E58SC10-8000-3-T-24-CS | 7262.64 |  |  | DC12-24V
112186451 | E58SC10-8000-3-T-5-CS | 7262.64 |  |  | DC5V
112186510 | E58SC10-1-2-N-24-CS | 4573.8 |  |  | DC12-24V
112186511 | E58SC10-1-2-N-5-CS | 4573.8 |  |  | DC5V
112186520 | E58SC10-2-2-N-24-CS | 4573.8 |  |  | DC12-24V
112186521 | E58SC10-2-2-N-5-CS | 4573.8 |  |  | DC5V
112186530 | E58SC10-5-2-N-24-CS | 4573.8 |  |  | DC12-24V
112186531 | E58SC10-5-2-N-5-CS | 4573.8 |  |  | DC5V
112186540 | E58SC10-10-3-N-24-CS | 4573.8 |  |  | DC12-24V
112186541 | E58SC10-10-3-N-5-CS | 4573.8 |  |  | DC5V
112186550 | E58SC10-12-2-N-24-CS | 4573.8 |  |  | DC12-24V
112186551 | E58SC10-12-2-N-5-CS | 4573.8 |  |  | DC5V
112186560 | E58SC10-15-3-N-24-CS | 4573.8 |  |  | DC12-24V
112186561 | E58SC10-15-3-N-5-CS | 4573.8 |  |  | DC5V
112186570 | E58SC10-20-3-N-24-CS | 4573.8 |  |  | DC12-24V
112186571 | E58SC10-20-3-N-5-CS | 4573.8 |  |  | DC5V
112186580 | E58SC10-23-3-N-24-CS | 4573.8 |  |  | DC12-24V
112186581 | E58SC10-23-3-N-5-CS | 4573.8 |  |  | DC5V
112186590 | E58SC10-25-3-N-24-CS | 4573.8 |  |  | DC12-24V
112186591 | E58SC10-25-3-N-5-CS | 4573.8 |  |  | DC5V
112186600 | E58SC10-30-3-N-24-CS | 4573.8 |  |  | DC12-24V
112186601 | E58SC10-30-3-N-5-CS | 4573.8 |  |  | DC5V
112186610 | E58SC10-35-3-N-24-CS | 4573.8 |  |  | DC12-24V
112186611 | E58SC10-35-3-N-5-CS | 4573.8 |  |  | DC5V
112186620 | E58SC10-40-3-N-24-CS | 4573.8 |  |  | DC12-24V
112186621 | E58SC10-40-3-N-5-CS | 4573.8 |  |  | DC5V
112186630 | E58SC10-45-3-N-24-CS | 4573.8 |  |  | DC12-24V
112186631 | E58SC10-45-3-N-5-CS | 4573.8 |  |  | DC5V
112186640 | E58SC10-50-3-N-24-CS | 4573.8 |  |  | DC12-24V
112186641 | E58SC10-50-3-N-5-CS | 4573.8 |  |  | DC5V
112186650 | E58SC10-60-3-N-24-CS | 4573.8 |  |  | DC12-24V
112186651 | E58SC10-60-3-N-5-CS | 4573.8 |  |  | DC5V
112186660 | E58SC10-75-3-N-24-CS | 4573.8 |  |  | DC12-24V
112186661 | E58SC10-75-3-N-5-CS | 4573.8 |  |  | DC5V
112186670 | E58SC10-100-3-N-24-CS | 4573.8 |  |  | DC12-24V
112186671 | E58SC10-100-3-N-5-CS | 4573.8 |  |  | DC5V
112186680 | E58SC10-120-3-N-24-CS | 4573.8 |  |  | DC12-24V
112186681 | E58SC10-120-3-N-5-CS | 4573.8 |  |  | DC5V
112186690 | E58SC10-125-3-N-24-CS | 4573.8 |  |  | DC12-24V
112186691 | E58SC10-125-3-N-5-CS | 4573.8 |  |  | DC5V
112186700 | E58SC10-150-3-N-24-CS | 4573.8 |  |  | DC12-24V
112186701 | E58SC10-150-3-N-5-CS | 4573.8 |  |  | DC5V
112186710 | E58SC10-192-3-N-24-CS | 4573.8 |  |  | DC12-24V
112186711 | E58SC10-192-3-N-5-CS | 4573.8 |  |  | DC5V
112186720 | E58SC10-200-3-N-24-CS | 4573.8 |  |  | DC12-24V
112186721 | E58SC10-200-3-N-5-CS | 4573.8 |  |  | DC5V
112186730 | E58SC10-240-3-N-24-CS | 4573.8 |  |  | DC12-24V
112186731 | E58SC10-240-3-N-5-CS | 4573.8 |  |  | DC5V
112186740 | E58SC10-250-3-N-24-CS | 4573.8 |  |  | DC12-24V
112186741 | E58SC10-250-3-N-5-CS | 4573.8 |  |  | DC5V
112186750 | E58SC10-256-3-N-24-CS | 4573.8 |  |  | DC12-24V
112186751 | E58SC10-256-3-N-5-CS | 4573.8 |  |  | DC5V
112186760 | E58SC10-300-3-N-24-CS | 4573.8 |  |  | DC12-24V
112186761 | E58SC10-300-3-N-5-CS | 4573.8 |  |  | DC5V
112186770 | E58SC10-360-3-N-24-CS | 4573.8 |  |  | DC12-24V
112186771 | E58SC10-360-3-N-5-CS | 4573.8 |  |  | DC5V
112186780 | E58SC10-400-3-N-24-CS | 4573.8 |  |  | DC12-24V
112186781 | E58SC10-400-3-N-5-CS | 4573.8 |  |  | DC5V
112186790 | E58SC10-500-3-N-24-CS | 4573.8 |  |  | DC12-24V
112186791 | E58SC10-500-3-N-5-CS | 4573.8 |  |  | DC5V
112186800 | E58SC10-512-3-N-24-CS | 4573.8 |  |  | DC12-24V
112186801 | E58SC10-512-3-N-5-CS | 4573.8 |  |  | DC5V
112186810 | E58SC10-600-3-N-24-CS | 4573.8 |  |  | DC12-24V
112186811 | E58SC10-600-3-N-5-CS | 4573.8 |  |  | DC5V
112186820 | E58SC10-800-3-N-24-CS | 4573.8 |  |  | DC12-24V
112186821 | E58SC10-800-3-N-5-CS | 4573.8 |  |  | DC5V
112186830 | E58SC10-1000-3-N-24-CS | 5266.8 |  |  | DC12-24V
112186831 | E58SC10-1000-3-N-5-CS | 5266.8 |  |  | DC5V
112186840 | E58SC10-1024-3-N-24-CS | 5266.8 |  |  | DC12-24V
112186841 | E58SC10-1024-3-N-5-CS | 5266.8 |  |  | DC5V
112186850 | E58SC10-1200-3-N-24-CS | 5266.8 |  |  | DC12-24V
112186851 | E58SC10-1200-3-N-5-CS | 5266.8 |  |  | DC5V
112186860 | E58SC10-1500-3-N-24-CS | 5266.8 |  |  | DC12-24V
112186861 | E58SC10-1500-3-N-5-CS | 5266.8 |  |  | DC5V
112186870 | E58SC10-1800-3-N-24-CS | 5266.8 |  |  | DC12-24V
112186871 | E58SC10-1800-3-N-5-CS | 5266.8 |  |  | DC5V
112186880 | E58SC10-2000-3-N-24-CS | 5266.8 |  |  | DC12-24V
112186881 | E58SC10-2000-3-N-5-CS | 5266.8 |  |  | DC5V
112186890 | E58SC10-2048-3-N-24-CS | 5266.8 |  |  | DC12-24V
112186891 | E58SC10-2048-3-N-5-CS | 5266.8 |  |  | DC5V
112186900 | E58SC10-2500-3-N-24-CS | 5266.8 |  |  | DC12-24V
112186901 | E58SC10-2500-3-N-5-CS | 5266.8 |  |  | DC5V
112186910 | E58SC10-3000-3-N-24-CS | 5266.8 |  |  | DC12-24V
112186911 | E58SC10-3000-3-N-5-CS | 5266.8 |  |  | DC5V
112186920 | E58SC10-3600-3-N-24-CS | 5266.8 |  |  | DC12-24V
112186921 | E58SC10-3600-3-N-5-CS | 5266.8 |  |  | DC5V
112186930 | E58SC10-5000-3-N-24-CS | 6306.3 |  |  | DC12-24V
112186931 | E58SC10-5000-3-N-5-CS | 6306.3 |  |  | DC5V
112186940 | E58SC10-6000-3-N-24-CS | 6957.72 |  |  | DC12-24V
112186941 | E58SC10-6000-3-N-5-CS | 6957.72 |  |  | DC5V
112186950 | E58SC10-8000-3-N-24-CS | 7262.64 |  |  | DC12-24V
112186951 | E58SC10-8000-3-N-5-CS | 7262.64 |  |  | DC5V
112187010 | E58SC10-1-2-V-24-CS | 4573.8 |  |  | DC12-24V
112187011 | E58SC10-1-2-V-5-CS | 4573.8 |  |  | DC5V
112187020 | E58SC10-2-2-V-24-CS | 4573.8 |  |  | DC12-24V
112187021 | E58SC10-2-2-V-5-CS | 4573.8 |  |  | DC5V
112187030 | E58SC10-5-2-V-24-CS | 4573.8 |  |  | DC12-24V
112187031 | E58SC10-5-2-V-5-CS | 4573.8 |  |  | DC5V
112187040 | E58SC10-10-3-V-24-CS | 4573.8 |  |  | DC12-24V
112187041 | E58SC10-10-3-V-5-CS | 4573.8 |  |  | DC5V
112187050 | E58SC10-12-2-V-24-CS | 4573.8 |  |  | DC12-24V
112187051 | E58SC10-12-2-V-5-CS | 4573.8 |  |  | DC5V
112187060 | E58SC10-15-3-V-24-CS | 4573.8 |  |  | DC12-24V
112187061 | E58SC10-15-3-V-5-CS | 4573.8 |  |  | DC5V
112187070 | E58SC10-20-3-V-24-CS | 4573.8 |  |  | DC12-24V
112187071 | E58SC10-20-3-V-5-CS | 4573.8 |  |  | DC5V
112187080 | E58SC10-23-3-V-24-CS | 4573.8 |  |  | DC12-24V
112187081 | E58SC10-23-3-V-5-CS | 4573.8 |  |  | DC5V
112187090 | E58SC10-25-3-V-24-CS | 4573.8 |  |  | DC12-24V
112187091 | E58SC10-25-3-V-5-CS | 4573.8 |  |  | DC5V
112187100 | E58SC10-30-3-V-24-CS | 4573.8 |  |  | DC12-24V
112187101 | E58SC10-30-3-V-5-CS | 4573.8 |  |  | DC5V
112187110 | E58SC10-35-3-V-24-CS | 4573.8 |  |  | DC12-24V
112187111 | E58SC10-35-3-V-5-CS | 4573.8 |  |  | DC5V
112187120 | E58SC10-40-3-V-24-CS | 4573.8 |  |  | DC12-24V
112187121 | E58SC10-40-3-V-5-CS | 4573.8 |  |  | DC5V
112187130 | E58SC10-45-3-V-24-CS | 4573.8 |  |  | DC12-24V
112187131 | E58SC10-45-3-V-5-CS | 4573.8 |  |  | DC5V
112187140 | E58SC10-50-3-V-24-CS | 4573.8 |  |  | DC12-24V
112187141 | E58SC10-50-3-V-5-CS | 4573.8 |  |  | DC5V
112187150 | E58SC10-60-3-V-24-CS | 4573.8 |  |  | DC12-24V
112187151 | E58SC10-60-3-V-5-CS | 4573.8 |  |  | DC5V
112187160 | E58SC10-75-3-V-24-CS | 4573.8 |  |  | DC12-24V
112187161 | E58SC10-75-3-V-5-CS | 4573.8 |  |  | DC5V
112187170 | E58SC10-100-3-V-24-CS | 4573.8 |  |  | DC12-24V
112187171 | E58SC10-100-3-V-5-CS | 4573.8 |  |  | DC5V
112187180 | E58SC10-120-3-V-24-CS | 4573.8 |  |  | DC12-24V
112187181 | E58SC10-120-3-V-5-CS | 4573.8 |  |  | DC5V
112187190 | E58SC10-125-3-V-24-CS | 4573.8 |  |  | DC12-24V
112187191 | E58SC10-125-3-V-5-CS | 4573.8 |  |  | DC5V
112187200 | E58SC10-150-3-V-24-CS | 4573.8 |  |  | DC12-24V
112187201 | E58SC10-150-3-V-5-CS | 4573.8 |  |  | DC5V
112187210 | E58SC10-192-3-V-24-CS | 4573.8 |  |  | DC12-24V
112187211 | E58SC10-192-3-V-5-CS | 4573.8 |  |  | DC5V
112187220 | E58SC10-200-3-V-24-CS | 4573.8 |  |  | DC12-24V
112187221 | E58SC10-200-3-V-5-CS | 4573.8 |  |  | DC5V
112187230 | E58SC10-240-3-V-24-CS | 4573.8 |  |  | DC12-24V
112187231 | E58SC10-240-3-V-5-CS | 4573.8 |  |  | DC5V
112187240 | E58SC10-250-3-V-24-CS | 4573.8 |  |  | DC12-24V
112187241 | E58SC10-250-3-V-5-CS | 4573.8 |  |  | DC5V
112187250 | E58SC10-256-3-V-24-CS | 4573.8 |  |  | DC12-24V
112187251 | E58SC10-256-3-V-5-CS | 4573.8 |  |  | DC5V
112187260 | E58SC10-300-3-V-24-CS | 4573.8 |  |  | DC12-24V
112187261 | E58SC10-300-3-V-5-CS | 4573.8 |  |  | DC5V
112187270 | E58SC10-360-3-V-24-CS | 4573.8 |  |  | DC12-24V
112187271 | E58SC10-360-3-V-5-CS | 4573.8 |  |  | DC5V
112187280 | E58SC10-400-3-V-24-CS | 4573.8 |  |  | DC12-24V
112187281 | E58SC10-400-3-V-5-CS | 4573.8 |  |  | DC5V
112187290 | E58SC10-500-3-V-24-CS | 4573.8 |  |  | DC12-24V
112187291 | E58SC10-500-3-V-5-CS | 4573.8 |  |  | DC5V
112187300 | E58SC10-512-3-V-24-CS | 4573.8 |  |  | DC12-24V
112187301 | E58SC10-512-3-V-5-CS | 4573.8 |  |  | DC5V
112187310 | E58SC10-600-3-V-24-CS | 4573.8 |  |  | DC12-24V
112187311 | E58SC10-600-3-V-5-CS | 4573.8 |  |  | DC5V
112187320 | E58SC10-800-3-V-24-CS | 4573.8 |  |  | DC12-24V
112187321 | E58SC10-800-3-V-5-CS | 4573.8 |  |  | DC5V
112187330 | E58SC10-1000-3-V-24-CS | 5266.8 |  |  | DC12-24V
112187331 | E58SC10-1000-3-V-5-CS | 5266.8 |  |  | DC5V
112187340 | E58SC10-1024-3-V-24-CS | 5266.8 |  |  | DC12-24V
112187341 | E58SC10-1024-3-V-5-CS | 5266.8 |  |  | DC5V
112187350 | E58SC10-1200-3-V-24-CS | 5266.8 |  |  | DC12-24V
112187351 | E58SC10-1200-3-V-5-CS | 5266.8 |  |  | DC5V
112187360 | E58SC10-1500-3-V-24-CS | 5266.8 |  |  | DC12-24V
112187361 | E58SC10-1500-3-V-5-CS | 5266.8 |  |  | DC5V
112187370 | E58SC10-1800-3-V-24-CS | 5266.8 |  |  | DC12-24V
112187371 | E58SC10-1800-3-V-5-CS | 5266.8 |  |  | DC5V
112187380 | E58SC10-2000-3-V-24-CS | 5266.8 |  |  | DC12-24V
112187381 | E58SC10-2000-3-V-5-CS | 5266.8 |  |  | DC5V
112187390 | E58SC10-2048-3-V-24-CS | 5266.8 |  |  | DC12-24V
112187391 | E58SC10-2048-3-V-5-CS | 5266.8 |  |  | DC5V
112187400 | E58SC10-2500-3-V-24-CS | 5266.8 |  |  | DC12-24V
112187401 | E58SC10-2500-3-V-5-CS | 5266.8 |  |  | DC5V
112187410 | E58SC10-3000-3-V-24-CS | 5266.8 |  |  | DC12-24V
112187411 | E58SC10-3000-3-V-5-CS | 5266.8 |  |  | DC5V
112187420 | E58SC10-3600-3-V-24-CS | 5266.8 |  |  | DC12-24V
112187421 | E58SC10-3600-3-V-5-CS | 5266.8 |  |  | DC5V
112187430 | E58SC10-5000-3-V-24-CS | 6306.3 |  |  | DC12-24V
112187431 | E58SC10-5000-3-V-5-CS | 6306.3 |  |  | DC5V
112187440 | E58SC10-6000-3-V-24-CS | 6957.72 |  |  | DC12-24V
112187441 | E58SC10-6000-3-V-5-CS | 6957.72 |  |  | DC5V
112187450 | E58SC10-8000-3-V-24-CS | 7262.64 |  |  | DC12-24V
112187451 | E58SC10-8000-3-V-5-CS | 7262.64 |  |  | DC5V
112187510 | E58SC10-1-4-L-5-CS | 5266.8 |  |  | DC5V
112187520 | E58SC10-2-4-L-5-CS | 5266.8 |  |  | DC5V
112187530 | E58SC10-5-4-L-5-CS | 5266.8 |  |  | DC5V
112187540 | E58SC10-10-6-L-5-CS | 5266.8 |  |  | DC5V
112187550 | E58SC10-12-4-L-5-CS | 5266.8 |  |  | DC5V
112187560 | E58SC10-15-6-L-5-CS | 5266.8 |  |  | DC5V
112187570 | E58SC10-20-6-L-5-CS | 5266.8 |  |  | DC5V
112187580 | E58SC10-23-6-L-5-CS | 5266.8 |  |  | DC5V
112187590 | E58SC10-25-6-L-5-CS | 5266.8 |  |  | DC5V
112187600 | E58SC10-30-6-L-5-CS | 5266.8 |  |  | DC5V
112187610 | E58SC10-35-6-L-5-CS | 5266.8 |  |  | DC5V
112187620 | E58SC10-40-6-L-5-CS | 5266.8 |  |  | DC5V
112187630 | E58SC10-45-6-L-5-CS | 5266.8 |  |  | DC5V
112187640 | E58SC10-50-6-L-5-CS | 5266.8 |  |  | DC5V
112187650 | E58SC10-60-6-L-5-CS | 5266.8 |  |  | DC5V
112187660 | E58SC10-75-6-L-5-CS | 5266.8 |  |  | DC5V
112187670 | E58SC10-100-6-L-5-CS | 5266.8 |  |  | DC5V
112187680 | E58SC10-120-6-L-5-CS | 5266.8 |  |  | DC5V
112187690 | E58SC10-125-6-L-5-CS | 5266.8 |  |  | DC5V
112187700 | E58SC10-150-6-L-5-CS | 5266.8 |  |  | DC5V
112187710 | E58SC10-192-6-L-5-CS | 5266.8 |  |  | DC5V
112187720 | E58SC10-200-6-L-5-CS | 5266.8 |  |  | DC5V
112187730 | E58SC10-240-6-L-5-CS | 5266.8 |  |  | DC5V
112187740 | E58SC10-250-6-L-5-CS | 5266.8 |  |  | DC5V
112187750 | E58SC10-256-6-L-5-CS | 5266.8 |  |  | DC5V
112187760 | E58SC10-300-6-L-5-CS | 5266.8 |  |  | DC5V
112187770 | E58SC10-360-6-L-5-CS | 5266.8 |  |  | DC5V
112187780 | E58SC10-400-6-L-5-CS | 5266.8 |  |  | DC5V
112187790 | E58SC10-500-6-L-5-CS | 5266.8 |  |  | DC5V
112187800 | E58SC10-512-6-L-5-CS | 5266.8 |  |  | DC5V
112187810 | E58SC10-600-6-L-5-CS | 5266.8 |  |  | DC5V
112187820 | E58SC10-800-6-L-5-CS | 5266.8 |  |  | DC5V
112187830 | E58SC10-1000-6-L-5-CS | 5890.5 |  |  | DC5V
112187840 | E58SC10-1024-6-L-5-CS | 5890.5 |  |  | DC5V
112187850 | E58SC10-1200-6-L-5-CS | 5890.5 |  |  | DC5V
112187860 | E58SC10-1500-6-L-5-CS | 5890.5 |  |  | DC5V
112187870 | E58SC10-1800-6-L-5-CS | 5890.5 |  |  | DC5V
112187880 | E58SC10-2000-6-L-5-CS | 5890.5 |  |  | DC5V
112187890 | E58SC10-2048-6-L-5-CS | 5890.5 |  |  | DC5V
112187900 | E58SC10-2500-6-L-5-CS | 5890.5 |  |  | DC5V
112187910 | E58SC10-3000-6-L-5-CS | 5890.5 |  |  | DC5V
112187920 | E58SC10-3600-6-L-5-CS | 5890.5 |  |  | DC5V
112187930 | E58SC10-5000-6-L-5-CS | 7325.01 |  |  | DC5V
112187940 | E58SC10-6000-6-L-5-CS | 7623 |  |  | DC5V
112187950 | E58SC10-8000-6-L-5-CS | 7927.92 |  |  | DC5V
112190010 | E58SS6-1-2-T-24 | 4227.3 |  |  | DC12-24V
112190011 | E58SS6-1-2-T-5 | 4227.3 |  |  | DC5V
112190020 | E58SS6-2-2-T-24 | 4227.3 |  |  | DC12-24V
112190021 | E58SS6-2-2-T-5 | 4227.3 |  |  | DC5V
112190030 | E58SS6-5-2-T-24 | 4227.3 |  |  | DC12-24V
112190031 | E58SS6-5-2-T-5 | 4227.3 |  |  | DC5V
112190040 | E58SS6-10-3-T-24 | 4227.3 |  |  | DC12-24V
112190041 | E58SS6-10-3-T-5 | 4227.3 |  |  | DC5V
112190050 | E58SS6-12-2-T-24 | 4227.3 |  |  | DC12-24V
112190051 | E58SS6-12-2-T-5 | 4227.3 |  |  | DC5V
112190060 | E58SS6-15-3-T-24 | 4227.3 |  |  | DC12-24V
112190061 | E58SS6-15-3-T-5 | 4227.3 |  |  | DC5V
112190070 | E58SS6-20-3-T-24 | 4227.3 |  |  | DC12-24V
112190071 | E58SS6-20-3-T-5 | 4227.3 |  |  | DC5V
112190080 | E58SS6-23-3-T-24 | 4227.3 |  |  | DC12-24V
112190081 | E58SS6-23-3-T-5 | 4227.3 |  |  | DC5V
112190090 | E58SS6-25-3-T-24 | 4227.3 |  |  | DC12-24V
112190091 | E58SS6-25-3-T-5 | 4227.3 |  |  | DC5V
112190100 | E58SS6-30-3-T-24 | 4227.3 |  |  | DC12-24V
112190101 | E58SS6-30-3-T-5 | 4227.3 |  |  | DC5V
112190110 | E58SS6-35-3-T-24 | 4227.3 |  |  | DC12-24V
112190111 | E58SS6-35-3-T-5 | 4227.3 |  |  | DC5V
112190120 | E58SS6-40-3-T-24 | 4227.3 |  |  | DC12-24V
112190121 | E58SS6-40-3-T-5 | 4227.3 |  |  | DC5V
112190130 | E58SS6-45-3-T-24 | 4227.3 |  |  | DC12-24V
112190131 | E58SS6-45-3-T-5 | 4227.3 |  |  | DC5V
112190140 | E58SS6-50-3-T-24 | 4227.3 |  |  | DC12-24V
112190141 | E58SS6-50-3-T-5 | 4227.3 |  |  | DC5V
112190150 | E58SS6-60-3-T-24 | 4227.3 |  |  | DC12-24V
112190151 | E58SS6-60-3-T-5 | 4227.3 |  |  | DC5V
112190160 | E58SS6-75-3-T-24 | 4227.3 |  |  | DC12-24V
112190161 | E58SS6-75-3-T-5 | 4227.3 |  |  | DC5V
112190170 | E58SS6-100-3-T-24 | 4227.3 |  |  | DC12-24V
112190171 | E58SS6-100-3-T-5 | 4227.3 |  |  | DC5V
112190180 | E58SS6-120-3-T-24 | 4227.3 |  |  | DC12-24V
112190181 | E58SS6-120-3-T-5 | 4227.3 |  |  | DC5V
112190190 | E58SS6-125-3-T-24 | 4227.3 |  |  | DC12-24V
112190191 | E58SS6-125-3-T-5 | 4227.3 |  |  | DC5V
112190200 | E58SS6-150-3-T-24 | 4227.3 |  |  | DC12-24V
112190201 | E58SS6-150-3-T-5 | 4227.3 |  |  | DC5V
112190210 | E58SS6-192-3-T-24 | 4227.3 |  |  | DC12-24V
112190211 | E58SS6-192-3-T-5 | 4227.3 |  |  | DC5V
112190220 | E58SS6-200-3-T-24 | 4227.3 |  |  | DC12-24V
112190221 | E58SS6-200-3-T-5 | 4227.3 |  |  | DC5V
112190230 | E58SS6-240-3-T-24 | 4227.3 |  |  | DC12-24V
112190231 | E58SS6-240-3-T-5 | 4227.3 |  |  | DC5V
112190240 | E58SS6-250-3-T-24 | 4227.3 |  |  | DC12-24V
112190241 | E58SS6-250-3-T-5 | 4227.3 |  |  | DC5V
112190250 | E58SS6-256-3-T-24 | 4227.3 |  |  | DC12-24V
112190251 | E58SS6-256-3-T-5 | 4227.3 |  |  | DC5V
112190260 | E58SS6-300-3-T-24 | 4227.3 |  |  | DC12-24V
112190261 | E58SS6-300-3-T-5 | 4227.3 |  |  | DC5V
112190270 | E58SS6-360-3-T-24 | 4227.3 |  |  | DC12-24V
112190271 | E58SS6-360-3-T-5 | 4227.3 |  |  | DC5V
112190280 | E58SS6-400-3-T-24 | 4227.3 |  |  | DC12-24V
112190281 | E58SS6-400-3-T-5 | 4227.3 |  |  | DC5V
112190290 | E58SS6-500-3-T-24 | 4227.3 |  |  | DC12-24V
112190291 | E58SS6-500-3-T-5 | 4227.3 |  |  | DC5V
112190300 | E58SS6-512-3-T-24 | 4227.3 |  |  | DC12-24V
112190301 | E58SS6-512-3-T-5 | 4227.3 |  |  | DC5V
112190310 | E58SS6-600-3-T-24 | 4227.3 |  |  | DC12-24V
112190311 | E58SS6-600-3-T-5 | 4227.3 |  |  | DC5V
112190320 | E58SS6-800-3-T-24 | 4227.3 |  |  | DC12-24V
112190321 | E58SS6-800-3-T-5 | 4227.3 |  |  | DC5V
112190330 | E58SS6-1000-3-T-24 | 4920.3 |  |  | DC12-24V
112190331 | E58SS6-1000-3-T-5 | 4920.3 |  |  | DC5V
112190340 | E58SS6-1024-3-T-24 | 4920.3 |  |  | DC12-24V
112190341 | E58SS6-1024-3-T-5 | 4920.3 |  |  | DC5V
112190350 | E58SS6-1200-3-T-24 | 4920.3 |  |  | DC12-24V
112190351 | E58SS6-1200-3-T-5 | 4920.3 |  |  | DC5V
112190360 | E58SS6-1500-3-T-24 | 4920.3 |  |  | DC12-24V
112190361 | E58SS6-1500-3-T-5 | 4920.3 |  |  | DC5V
112190370 | E58SS6-1800-3-T-24 | 4920.3 |  |  | DC12-24V
112190371 | E58SS6-1800-3-T-5 | 4920.3 |  |  | DC5V
112190380 | E58SS6-2000-3-T-24 | 4920.3 |  |  | DC12-24V
112190381 | E58SS6-2000-3-T-5 | 4920.3 |  |  | DC5V
112190390 | E58SS6-2048-3-T-24 | 4920.3 |  |  | DC12-24V
112190391 | E58SS6-2048-3-T-5 | 4920.3 |  |  | DC5V
112190400 | E58SS6-2500-3-T-24 | 4920.3 |  |  | DC12-24V
112190401 | E58SS6-2500-3-T-5 | 4920.3 |  |  | DC5V
112190410 | E58SS6-3000-3-T-24 | 4920.3 |  |  | DC12-24V
112190411 | E58SS6-3000-3-T-5 | 4920.3 |  |  | DC5V
112190420 | E58SS6-3600-3-T-24 | 4920.3 |  |  | DC12-24V
112190421 | E58SS6-3600-3-T-5 | 4920.3 |  |  | DC5V
112190430 | E58SS6-5000-3-T-24 | 5959.8 |  |  | DC12-24V
112190431 | E58SS6-5000-3-T-5 | 5959.8 |  |  | DC5V
112190440 | E58SS6-6000-3-T-24 | 6611.22 |  |  | DC12-24V
112190441 | E58SS6-6000-3-T-5 | 6611.22 |  |  | DC5V
112190450 | E58SS6-8000-3-T-24 | 6916.14 |  |  | DC12-24V
112190451 | E58SS6-8000-3-T-5 | 6916.14 |  |  | DC5V
112190510 | E58SS6-1-2-N-24 | 4227.3 |  |  | DC12-24V
112190511 | E58SS6-1-2-N-5 | 4227.3 |  |  | DC5V
112190520 | E58SS6-2-2-N-24 | 4227.3 |  |  | DC12-24V
112190521 | E58SS6-2-2-N-5 | 4227.3 |  |  | DC5V
112190530 | E58SS6-5-2-N-24 | 4227.3 |  |  | DC12-24V
112190531 | E58SS6-5-2-N-5 | 4227.3 |  |  | DC5V
112190540 | E58SS6-10-3-N-24 | 4227.3 |  |  | DC12-24V
112190541 | E58SS6-10-3-N-5 | 4227.3 |  |  | DC5V
112190550 | E58SS6-12-2-N-24 | 4227.3 |  |  | DC12-24V
112190551 | E58SS6-12-2-N-5 | 4227.3 |  |  | DC5V
112190560 | E58SS6-15-3-N-24 | 4227.3 |  |  | DC12-24V
112190561 | E58SS6-15-3-N-5 | 4227.3 |  |  | DC5V
112190570 | E58SS6-20-3-N-24 | 4227.3 |  |  | DC12-24V
112190571 | E58SS6-20-3-N-5 | 4227.3 |  |  | DC5V
112190580 | E58SS6-23-3-N-24 | 4227.3 |  |  | DC12-24V
112190581 | E58SS6-23-3-N-5 | 4227.3 |  |  | DC5V
112190590 | E58SS6-25-3-N-24 | 4227.3 |  |  | DC12-24V
112190591 | E58SS6-25-3-N-5 | 4227.3 |  |  | DC5V
112190600 | E58SS6-30-3-N-24 | 4227.3 |  |  | DC12-24V
112190601 | E58SS6-30-3-N-5 | 4227.3 |  |  | DC5V
112190610 | E58SS6-35-3-N-24 | 4227.3 |  |  | DC12-24V
112190611 | E58SS6-35-3-N-5 | 4227.3 |  |  | DC5V
112190620 | E58SS6-40-3-N-24 | 4227.3 |  |  | DC12-24V
112190621 | E58SS6-40-3-N-5 | 4227.3 |  |  | DC5V
112190630 | E58SS6-45-3-N-24 | 4227.3 |  |  | DC12-24V
112190631 | E58SS6-45-3-N-5 | 4227.3 |  |  | DC5V
112190640 | E58SS6-50-3-N-24 | 4227.3 |  |  | DC12-24V
112190641 | E58SS6-50-3-N-5 | 4227.3 |  |  | DC5V
112190650 | E58SS6-60-3-N-24 | 4227.3 |  |  | DC12-24V
112190651 | E58SS6-60-3-N-5 | 4227.3 |  |  | DC5V
112190660 | E58SS6-75-3-N-24 | 4227.3 |  |  | DC12-24V
112190661 | E58SS6-75-3-N-5 | 4227.3 |  |  | DC5V
112190670 | E58SS6-100-3-N-24 | 4227.3 |  |  | DC12-24V
112190671 | E58SS6-100-3-N-5 | 4227.3 |  |  | DC5V
112190680 | E58SS6-120-3-N-24 | 4227.3 |  |  | DC12-24V
112190681 | E58SS6-120-3-N-5 | 4227.3 |  |  | DC5V
112190690 | E58SS6-125-3-N-24 | 4227.3 |  |  | DC12-24V
112190691 | E58SS6-125-3-N-5 | 4227.3 |  |  | DC5V
112190700 | E58SS6-150-3-N-24 | 4227.3 |  |  | DC12-24V
112190701 | E58SS6-150-3-N-5 | 4227.3 |  |  | DC5V
112190710 | E58SS6-192-3-N-24 | 4227.3 |  |  | DC12-24V
112190711 | E58SS6-192-3-N-5 | 4227.3 |  |  | DC5V
112190720 | E58SS6-200-3-N-24 | 4227.3 |  |  | DC12-24V
112190721 | E58SS6-200-3-N-5 | 4227.3 |  |  | DC5V
112190730 | E58SS6-240-3-N-24 | 4227.3 |  |  | DC12-24V
112190731 | E58SS6-240-3-N-5 | 4227.3 |  |  | DC5V
112190740 | E58SS6-250-3-N-24 | 4227.3 |  |  | DC12-24V
112190741 | E58SS6-250-3-N-5 | 4227.3 |  |  | DC5V
112190750 | E58SS6-256-3-N-24 | 4227.3 |  |  | DC12-24V
112190751 | E58SS6-256-3-N-5 | 4227.3 |  |  | DC5V
112190760 | E58SS6-300-3-N-24 | 4227.3 |  |  | DC12-24V
112190761 | E58SS6-300-3-N-5 | 4227.3 |  |  | DC5V
112190770 | E58SS6-360-3-N-24 | 4227.3 |  |  | DC12-24V
112190771 | E58SS6-360-3-N-5 | 4227.3 |  |  | DC5V
112190780 | E58SS6-400-3-N-24 | 4227.3 |  |  | DC12-24V
112190781 | E58SS6-400-3-N-5 | 4227.3 |  |  | DC5V
112190790 | E58SS6-500-3-N-24 | 4227.3 |  |  | DC12-24V
112190791 | E58SS6-500-3-N-5 | 4227.3 |  |  | DC5V
112190800 | E58SS6-512-3-N-24 | 4227.3 |  |  | DC12-24V
112190801 | E58SS6-512-3-N-5 | 4227.3 |  |  | DC5V
112190810 | E58SS6-600-3-N-24 | 4227.3 |  |  | DC12-24V
112190811 | E58SS6-600-3-N-5 | 4227.3 |  |  | DC5V
112190820 | E58SS6-800-3-N-24 | 4227.3 |  |  | DC12-24V
112190821 | E58SS6-800-3-N-5 | 4227.3 |  |  | DC5V
112190830 | E58SS6-1000-3-N-24 | 4920.3 |  |  | DC12-24V
112190831 | E58SS6-1000-3-N-5 | 4920.3 |  |  | DC5V
112190840 | E58SS6-1024-3-N-24 | 4920.3 |  |  | DC12-24V
112190841 | E58SS6-1024-3-N-5 | 4920.3 |  |  | DC5V
112190850 | E58SS6-1200-3-N-24 | 4920.3 |  |  | DC12-24V
112190851 | E58SS6-1200-3-N-5 | 4920.3 |  |  | DC5V
112190860 | E58SS6-1500-3-N-24 | 4920.3 |  |  | DC12-24V
112190861 | E58SS6-1500-3-N-5 | 4920.3 |  |  | DC5V
112190870 | E58SS6-1800-3-N-24 | 4920.3 |  |  | DC12-24V
112190871 | E58SS6-1800-3-N-5 | 4920.3 |  |  | DC5V
112190880 | E58SS6-2000-3-N-24 | 4920.3 |  |  | DC12-24V
112190881 | E58SS6-2000-3-N-5 | 4920.3 |  |  | DC5V
112190890 | E58SS6-2048-3-N-24 | 4920.3 |  |  | DC12-24V
112190891 | E58SS6-2048-3-N-5 | 4920.3 |  |  | DC5V
112190900 | E58SS6-2500-3-N-24 | 4920.3 |  |  | DC12-24V
112190901 | E58SS6-2500-3-N-5 | 4920.3 |  |  | DC5V
112190910 | E58SS6-3000-3-N-24 | 4920.3 |  |  | DC12-24V
112190911 | E58SS6-3000-3-N-5 | 4920.3 |  |  | DC5V
112190920 | E58SS6-3600-3-N-24 | 4920.3 |  |  | DC12-24V
112190921 | E58SS6-3600-3-N-5 | 4920.3 |  |  | DC5V
112190930 | E58SS6-5000-3-N-24 | 5959.8 |  |  | DC12-24V
112190931 | E58SS6-5000-3-N-5 | 5959.8 |  |  | DC5V
112190940 | E58SS6-6000-3-N-24 | 6611.22 |  |  | DC12-24V
112190941 | E58SS6-6000-3-N-5 | 6611.22 |  |  | DC5V
112190950 | E58SS6-8000-3-N-24 | 6916.14 |  |  | DC12-24V
112190951 | E58SS6-8000-3-N-5 | 6916.14 |  |  | DC5V
112191010 | E58SS6-1-2-V-24 | 4227.3 |  |  | DC12-24V
112191011 | E58SS6-1-2-V-5 | 4227.3 |  |  | DC5V
112191020 | E58SS6-2-2-V-24 | 4227.3 |  |  | DC12-24V
112191021 | E58SS6-2-2-V-5 | 4227.3 |  |  | DC5V
112191030 | E58SS6-5-2-V-24 | 4227.3 |  |  | DC12-24V
112191031 | E58SS6-5-2-V-5 | 4227.3 |  |  | DC5V
112191040 | E58SS6-10-3-V-24 | 4227.3 |  |  | DC12-24V
112191041 | E58SS6-10-3-V-5 | 4227.3 |  |  | DC5V
112191050 | E58SS6-12-2-V-24 | 4227.3 |  |  | DC12-24V
112191051 | E58SS6-12-2-V-5 | 4227.3 |  |  | DC5V
112191060 | E58SS6-15-3-V-24 | 4227.3 |  |  | DC12-24V
112191061 | E58SS6-15-3-V-5 | 4227.3 |  |  | DC5V
112191070 | E58SS6-20-3-V-24 | 4227.3 |  |  | DC12-24V
112191071 | E58SS6-20-3-V-5 | 4227.3 |  |  | DC5V
112191080 | E58SS6-23-3-V-24 | 4227.3 |  |  | DC12-24V
112191081 | E58SS6-23-3-V-5 | 4227.3 |  |  | DC5V
112191090 | E58SS6-25-3-V-24 | 4227.3 |  |  | DC12-24V
112191091 | E58SS6-25-3-V-5 | 4227.3 |  |  | DC5V
112191100 | E58SS6-30-3-V-24 | 4227.3 |  |  | DC12-24V
112191101 | E58SS6-30-3-V-5 | 4227.3 |  |  | DC5V
112191110 | E58SS6-35-3-V-24 | 4227.3 |  |  | DC12-24V
112191111 | E58SS6-35-3-V-5 | 4227.3 |  |  | DC5V
112191120 | E58SS6-40-3-V-24 | 4227.3 |  |  | DC12-24V
112191121 | E58SS6-40-3-V-5 | 4227.3 |  |  | DC5V
112191130 | E58SS6-45-3-V-24 | 4227.3 |  |  | DC12-24V
112191131 | E58SS6-45-3-V-5 | 4227.3 |  |  | DC5V
112191140 | E58SS6-50-3-V-24 | 4227.3 |  |  | DC12-24V
112191141 | E58SS6-50-3-V-5 | 4227.3 |  |  | DC5V
112191150 | E58SS6-60-3-V-24 | 4227.3 |  |  | DC12-24V
112191151 | E58SS6-60-3-V-5 | 4227.3 |  |  | DC5V
112191160 | E58SS6-75-3-V-24 | 4227.3 |  |  | DC12-24V
112191161 | E58SS6-75-3-V-5 | 4227.3 |  |  | DC5V
112191170 | E58SS6-100-3-V-24 | 4227.3 |  |  | DC12-24V
112191171 | E58SS6-100-3-V-5 | 4227.3 |  |  | DC5V
112191180 | E58SS6-120-3-V-24 | 4227.3 |  |  | DC12-24V
112191181 | E58SS6-120-3-V-5 | 4227.3 |  |  | DC5V
112191190 | E58SS6-125-3-V-24 | 4227.3 |  |  | DC12-24V
112191191 | E58SS6-125-3-V-5 | 4227.3 |  |  | DC5V
112191200 | E58SS6-150-3-V-24 | 4227.3 |  |  | DC12-24V
112191201 | E58SS6-150-3-V-5 | 4227.3 |  |  | DC5V
112191210 | E58SS6-192-3-V-24 | 4227.3 |  |  | DC12-24V
112191211 | E58SS6-192-3-V-5 | 4227.3 |  |  | DC5V
112191220 | E58SS6-200-3-V-24 | 4227.3 |  |  | DC12-24V
112191221 | E58SS6-200-3-V-5 | 4227.3 |  |  | DC5V
112191230 | E58SS6-240-3-V-24 | 4227.3 |  |  | DC12-24V
112191231 | E58SS6-240-3-V-5 | 4227.3 |  |  | DC5V
112191240 | E58SS6-250-3-V-24 | 4227.3 |  |  | DC12-24V
112191241 | E58SS6-250-3-V-5 | 4227.3 |  |  | DC5V
112191250 | E58SS6-256-3-V-24 | 4227.3 |  |  | DC12-24V
112191251 | E58SS6-256-3-V-5 | 4227.3 |  |  | DC5V
112191260 | E58SS6-300-3-V-24 | 4227.3 |  |  | DC12-24V
112191261 | E58SS6-300-3-V-5 | 4227.3 |  |  | DC5V
112191270 | E58SS6-360-3-V-24 | 4227.3 |  |  | DC12-24V
112191271 | E58SS6-360-3-V-5 | 4227.3 |  |  | DC5V
112191280 | E58SS6-400-3-V-24 | 4227.3 |  |  | DC12-24V
112191281 | E58SS6-400-3-V-5 | 4227.3 |  |  | DC5V
112191290 | E58SS6-500-3-V-24 | 4227.3 |  |  | DC12-24V
112191291 | E58SS6-500-3-V-5 | 4227.3 |  |  | DC5V
112191300 | E58SS6-512-3-V-24 | 4227.3 |  |  | DC12-24V
112191301 | E58SS6-512-3-V-5 | 4227.3 |  |  | DC5V
112191310 | E58SS6-600-3-V-24 | 4227.3 |  |  | DC12-24V
112191311 | E58SS6-600-3-V-5 | 4227.3 |  |  | DC5V
112191320 | E58SS6-800-3-V-24 | 4227.3 |  |  | DC12-24V
112191321 | E58SS6-800-3-V-5 | 4227.3 |  |  | DC5V
112191330 | E58SS6-1000-3-V-24 | 4920.3 |  |  | DC12-24V
112191331 | E58SS6-1000-3-V-5 | 4920.3 |  |  | DC5V
112191340 | E58SS6-1024-3-V-24 | 4920.3 |  |  | DC12-24V
112191341 | E58SS6-1024-3-V-5 | 4920.3 |  |  | DC5V
112191350 | E58SS6-1200-3-V-24 | 4920.3 |  |  | DC12-24V
112191351 | E58SS6-1200-3-V-5 | 4920.3 |  |  | DC5V
112191360 | E58SS6-1500-3-V-24 | 4920.3 |  |  | DC12-24V
112191361 | E58SS6-1500-3-V-5 | 4920.3 |  |  | DC5V
112191370 | E58SS6-1800-3-V-24 | 4920.3 |  |  | DC12-24V
112191371 | E58SS6-1800-3-V-5 | 4920.3 |  |  | DC5V
112191380 | E58SS6-2000-3-V-24 | 4920.3 |  |  | DC12-24V
112191381 | E58SS6-2000-3-V-5 | 4920.3 |  |  | DC5V
112191390 | E58SS6-2048-3-V-24 | 4920.3 |  |  | DC12-24V
112191391 | E58SS6-2048-3-V-5 | 4920.3 |  |  | DC5V
112191400 | E58SS6-2500-3-V-24 | 4920.3 |  |  | DC12-24V
112191401 | E58SS6-2500-3-V-5 | 4920.3 |  |  | DC5V
112191410 | E58SS6-3000-3-V-24 | 4920.3 |  |  | DC12-24V
112191411 | E58SS6-3000-3-V-5 | 4920.3 |  |  | DC5V
112191420 | E58SS6-3600-3-V-24 | 4920.3 |  |  | DC12-24V
112191421 | E58SS6-3600-3-V-5 | 4920.3 |  |  | DC5V
112191430 | E58SS6-5000-3-V-24 | 5959.8 |  |  | DC12-24V
112191431 | E58SS6-5000-3-V-5 | 5959.8 |  |  | DC5V
112191440 | E58SS6-6000-3-V-24 | 6611.22 |  |  | DC12-24V
112191441 | E58SS6-6000-3-V-5 | 6611.22 |  |  | DC5V
112191450 | E58SS6-8000-3-V-24 | 6916.14 |  |  | DC12-24V
112191451 | E58SS6-8000-3-V-5 | 6916.14 |  |  | DC5V
112191510 | E58SS6-1-4-L-5 | 4920.3 |  |  | DC5V
112191520 | E58SS6-2-4-L-5 | 4920.3 |  |  | DC5V
112191530 | E58SS6-5-4-L-5 | 4920.3 |  |  | DC5V
112191540 | E58SS6-10-6-L-5 | 4920.3 |  |  | DC5V
112191550 | E58SS6-12-4-L-5 | 4920.3 |  |  | DC5V
112191560 | E58SS6-15-6-L-5 | 4920.3 |  |  | DC5V
112191570 | E58SS6-20-6-L-5 | 4920.3 |  |  | DC5V
112191580 | E58SS6-23-6-L-5 | 4920.3 |  |  | DC5V
112191590 | E58SS6-25-6-L-5 | 4920.3 |  |  | DC5V
112191600 | E58SS6-30-6-L-5 | 4920.3 |  |  | DC5V
112191610 | E58SS6-35-6-L-5 | 4920.3 |  |  | DC5V
112191620 | E58SS6-40-6-L-5 | 4920.3 |  |  | DC5V
112191630 | E58SS6-45-6-L-5 | 4920.3 |  |  | DC5V
112191640 | E58SS6-50-6-L-5 | 4920.3 |  |  | DC5V
112191650 | E58SS6-60-6-L-5 | 4920.3 |  |  | DC5V
112191660 | E58SS6-75-6-L-5 | 4920.3 |  |  | DC5V
112191670 | E58SS6-100-6-L-5 | 4920.3 |  |  | DC5V
112191680 | E58SS6-120-6-L-5 | 4920.3 |  |  | DC5V
112191690 | E58SS6-125-6-L-5 | 4920.3 |  |  | DC5V
112191700 | E58SS6-150-6-L-5 | 4920.3 |  |  | DC5V
112191710 | E58SS6-192-6-L-5 | 4920.3 |  |  | DC5V
112191720 | E58SS6-200-6-L-5 | 4920.3 |  |  | DC5V
112191730 | E58SS6-240-6-L-5 | 4920.3 |  |  | DC5V
112191740 | E58SS6-250-6-L-5 | 4920.3 |  |  | DC5V
112191750 | E58SS6-256-6-L-5 | 4920.3 |  |  | DC5V
112191760 | E58SS6-300-6-L-5 | 4920.3 |  |  | DC5V
112191770 | E58SS6-360-6-L-5 | 4920.3 |  |  | DC5V
112191780 | E58SS6-400-6-L-5 | 4920.3 |  |  | DC5V
112191790 | E58SS6-500-6-L-5 | 4920.3 |  |  | DC5V
112191800 | E58SS6-512-6-L-5 | 4920.3 |  |  | DC5V
112191810 | E58SS6-600-6-L-5 | 4920.3 |  |  | DC5V
112191820 | E58SS6-800-6-L-5 | 4920.3 |  |  | DC5V
112191830 | E58SS6-1000-6-L-5 | 5544 |  |  | DC5V
112191840 | E58SS6-1024-6-L-5 | 5544 |  |  | DC5V
112191850 | E58SS6-1200-6-L-5 | 5544 |  |  | DC5V
112191860 | E58SS6-1500-6-L-5 | 5544 |  |  | DC5V
112191870 | E58SS6-1800-6-L-5 | 5544 |  |  | DC5V
112191880 | E58SS6-2000-6-L-5 | 5544 |  |  | DC5V
112191890 | E58SS6-2048-6-L-5 | 5544 |  |  | DC5V
112191900 | E58SS6-2500-6-L-5 | 5544 |  |  | DC5V
112191910 | E58SS6-3000-6-L-5 | 5544 |  |  | DC5V
112191920 | E58SS6-3600-6-L-5 | 5544 |  |  | DC5V
112191930 | E58SS6-5000-6-L-5 | 6978.51 |  |  | DC5V
112191940 | E58SS6-6000-6-L-5 | 7276.5 |  |  | DC5V
112191950 | E58SS6-8000-6-L-5 | 7581.42 |  |  | DC5V
112192010 | E58SS6-1-2-T-24-C | 4573.8 |  |  | DC12-24V
112192011 | E58SS6-1-2-T-5-C | 4573.8 |  |  | DC5V
112192020 | E58SS6-2-2-T-24-C | 4573.8 |  |  | DC12-24V
112192021 | E58SS6-2-2-T-5-C | 4573.8 |  |  | DC5V
112192030 | E58SS6-5-2-T-24-C | 4573.8 |  |  | DC12-24V
112192031 | E58SS6-5-2-T-5-C | 4573.8 |  |  | DC5V
112192040 | E58SS6-10-3-T-24-C | 4573.8 |  |  | DC12-24V
112192041 | E58SS6-10-3-T-5-C | 4573.8 |  |  | DC5V
112192050 | E58SS6-12-2-T-24-C | 4573.8 |  |  | DC12-24V
112192051 | E58SS6-12-2-T-5-C | 4573.8 |  |  | DC5V
112192060 | E58SS6-15-3-T-24-C | 4573.8 |  |  | DC12-24V
112192061 | E58SS6-15-3-T-5-C | 4573.8 |  |  | DC5V
112192070 | E58SS6-20-3-T-24-C | 4573.8 |  |  | DC12-24V
112192071 | E58SS6-20-3-T-5-C | 4573.8 |  |  | DC5V
112192080 | E58SS6-23-3-T-24-C | 4573.8 |  |  | DC12-24V
112192081 | E58SS6-23-3-T-5-C | 4573.8 |  |  | DC5V
112192090 | E58SS6-25-3-T-24-C | 4573.8 |  |  | DC12-24V
112192091 | E58SS6-25-3-T-5-C | 4573.8 |  |  | DC5V
112192100 | E58SS6-30-3-T-24-C | 4573.8 |  |  | DC12-24V
112192101 | E58SS6-30-3-T-5-C | 4573.8 |  |  | DC5V
112192110 | E58SS6-35-3-T-24-C | 4573.8 |  |  | DC12-24V
112192111 | E58SS6-35-3-T-5-C | 4573.8 |  |  | DC5V
112192120 | E58SS6-40-3-T-24-C | 4573.8 |  |  | DC12-24V
112192121 | E58SS6-40-3-T-5-C | 4573.8 |  |  | DC5V
112192130 | E58SS6-45-3-T-24-C | 4573.8 |  |  | DC12-24V
112192131 | E58SS6-45-3-T-5-C | 4573.8 |  |  | DC5V
112192140 | E58SS6-50-3-T-24-C | 4573.8 |  |  | DC12-24V
112192141 | E58SS6-50-3-T-5-C | 4573.8 |  |  | DC5V
112192150 | E58SS6-60-3-T-24-C | 4573.8 |  |  | DC12-24V
112192151 | E58SS6-60-3-T-5-C | 4573.8 |  |  | DC5V
112192160 | E58SS6-75-3-T-24-C | 4573.8 |  |  | DC12-24V
112192161 | E58SS6-75-3-T-5-C | 4573.8 |  |  | DC5V
112192170 | E58SS6-100-3-T-24-C | 4573.8 |  |  | DC12-24V
112192171 | E58SS6-100-3-T-5-C | 4573.8 |  |  | DC5V
112192180 | E58SS6-120-3-T-24-C | 4573.8 |  |  | DC12-24V
112192181 | E58SS6-120-3-T-5-C | 4573.8 |  |  | DC5V
112192190 | E58SS6-125-3-T-24-C | 4573.8 |  |  | DC12-24V
112192191 | E58SS6-125-3-T-5-C | 4573.8 |  |  | DC5V
112192200 | E58SS6-150-3-T-24-C | 4573.8 |  |  | DC12-24V
112192201 | E58SS6-150-3-T-5-C | 4573.8 |  |  | DC5V
112192210 | E58SS6-192-3-T-24-C | 4573.8 |  |  | DC12-24V
112192211 | E58SS6-192-3-T-5-C | 4573.8 |  |  | DC5V
112192220 | E58SS6-200-3-T-24-C | 4573.8 |  |  | DC12-24V
112192221 | E58SS6-200-3-T-5-C | 4573.8 |  |  | DC5V
112192230 | E58SS6-240-3-T-24-C | 4573.8 |  |  | DC12-24V
112192231 | E58SS6-240-3-T-5-C | 4573.8 |  |  | DC5V
112192240 | E58SS6-250-3-T-24-C | 4573.8 |  |  | DC12-24V
112192241 | E58SS6-250-3-T-5-C | 4573.8 |  |  | DC5V
112192250 | E58SS6-256-3-T-24-C | 4573.8 |  |  | DC12-24V
112192251 | E58SS6-256-3-T-5-C | 4573.8 |  |  | DC5V
112192260 | E58SS6-300-3-T-24-C | 4573.8 |  |  | DC12-24V
112192261 | E58SS6-300-3-T-5-C | 4573.8 |  |  | DC5V
112192270 | E58SS6-360-3-T-24-C | 4573.8 |  |  | DC12-24V
112192271 | E58SS6-360-3-T-5-C | 4573.8 |  |  | DC5V
112192280 | E58SS6-400-3-T-24-C | 4573.8 |  |  | DC12-24V
112192281 | E58SS6-400-3-T-5-C | 4573.8 |  |  | DC5V
112192290 | E58SS6-500-3-T-24-C | 4573.8 |  |  | DC12-24V
112192291 | E58SS6-500-3-T-5-C | 4573.8 |  |  | DC5V
112192300 | E58SS6-512-3-T-24-C | 4573.8 |  |  | DC12-24V
112192301 | E58SS6-512-3-T-5-C | 4573.8 |  |  | DC5V
112192310 | E58SS6-600-3-T-24-C | 4573.8 |  |  | DC12-24V
112192311 | E58SS6-600-3-T-5-C | 4573.8 |  |  | DC5V
112192320 | E58SS6-800-3-T-24-C | 4573.8 |  |  | DC12-24V
112192321 | E58SS6-800-3-T-5-C | 4573.8 |  |  | DC5V
112192330 | E58SS6-1000-3-T-24-C | 5266.8 |  |  | DC12-24V
112192331 | E58SS6-1000-3-T-5-C | 5266.8 |  |  | DC5V
112192340 | E58SS6-1024-3-T-24-C | 5266.8 |  |  | DC12-24V
112192341 | E58SS6-1024-3-T-5-C | 5266.8 |  |  | DC5V
112192350 | E58SS6-1200-3-T-24-C | 5266.8 |  |  | DC12-24V
112192351 | E58SS6-1200-3-T-5-C | 5266.8 |  |  | DC5V
112192360 | E58SS6-1500-3-T-24-C | 5266.8 |  |  | DC12-24V
112192361 | E58SS6-1500-3-T-5-C | 5266.8 |  |  | DC5V
112192370 | E58SS6-1800-3-T-24-C | 5266.8 |  |  | DC12-24V
112192371 | E58SS6-1800-3-T-5-C | 5266.8 |  |  | DC5V
112192380 | E58SS6-2000-3-T-24-C | 5266.8 |  |  | DC12-24V
112192381 | E58SS6-2000-3-T-5-C | 5266.8 |  |  | DC5V
112192390 | E58SS6-2048-3-T-24-C | 5266.8 |  |  | DC12-24V
112192391 | E58SS6-2048-3-T-5-C | 5266.8 |  |  | DC5V
112192400 | E58SS6-2500-3-T-24-C | 5266.8 |  |  | DC12-24V
112192401 | E58SS6-2500-3-T-5-C | 5266.8 |  |  | DC5V
112192410 | E58SS6-3000-3-T-24-C | 5266.8 |  |  | DC12-24V
112192411 | E58SS6-3000-3-T-5-C | 5266.8 |  |  | DC5V
112192420 | E58SS6-3600-3-T-24-C | 5266.8 |  |  | DC12-24V
112192421 | E58SS6-3600-3-T-5-C | 5266.8 |  |  | DC5V
112192430 | E58SS6-5000-3-T-24-C | 6306.3 |  |  | DC12-24V
112192431 | E58SS6-5000-3-T-5-C | 6306.3 |  |  | DC5V
112192440 | E58SS6-6000-3-T-24-C | 6957.72 |  |  | DC12-24V
112192441 | E58SS6-6000-3-T-5-C | 6957.72 |  |  | DC5V
112192450 | E58SS6-8000-3-T-24-C | 7262.64 |  |  | DC12-24V
112192451 | E58SS6-8000-3-T-5-C | 7262.64 |  |  | DC5V
112192510 | E58SS6-1-2-N-24-C | 4573.8 |  |  | DC12-24V
112192511 | E58SS6-1-2-N-5-C | 4573.8 |  |  | DC5V
112192520 | E58SS6-2-2-N-24-C | 4573.8 |  |  | DC12-24V
112192521 | E58SS6-2-2-N-5-C | 4573.8 |  |  | DC5V
112192530 | E58SS6-5-2-N-24-C | 4573.8 |  |  | DC12-24V
112192531 | E58SS6-5-2-N-5-C | 4573.8 |  |  | DC5V
112192540 | E58SS6-10-3-N-24-C | 4573.8 |  |  | DC12-24V
112192541 | E58SS6-10-3-N-5-C | 4573.8 |  |  | DC5V
112192550 | E58SS6-12-2-N-24-C | 4573.8 |  |  | DC12-24V
112192551 | E58SS6-12-2-N-5-C | 4573.8 |  |  | DC5V
112192560 | E58SS6-15-3-N-24-C | 4573.8 |  |  | DC12-24V
112192561 | E58SS6-15-3-N-5-C | 4573.8 |  |  | DC5V
112192570 | E58SS6-20-3-N-24-C | 4573.8 |  |  | DC12-24V
112192571 | E58SS6-20-3-N-5-C | 4573.8 |  |  | DC5V
112192580 | E58SS6-23-3-N-24-C | 4573.8 |  |  | DC12-24V
112192581 | E58SS6-23-3-N-5-C | 4573.8 |  |  | DC5V
112192590 | E58SS6-25-3-N-24-C | 4573.8 |  |  | DC12-24V
112192591 | E58SS6-25-3-N-5-C | 4573.8 |  |  | DC5V
112192600 | E58SS6-30-3-N-24-C | 4573.8 |  |  | DC12-24V
112192601 | E58SS6-30-3-N-5-C | 4573.8 |  |  | DC5V
112192610 | E58SS6-35-3-N-24-C | 4573.8 |  |  | DC12-24V
112192611 | E58SS6-35-3-N-5-C | 4573.8 |  |  | DC5V
112192620 | E58SS6-40-3-N-24-C | 4573.8 |  |  | DC12-24V
112192621 | E58SS6-40-3-N-5-C | 4573.8 |  |  | DC5V
112192630 | E58SS6-45-3-N-24-C | 4573.8 |  |  | DC12-24V
112192631 | E58SS6-45-3-N-5-C | 4573.8 |  |  | DC5V
112192640 | E58SS6-50-3-N-24-C | 4573.8 |  |  | DC12-24V
112192641 | E58SS6-50-3-N-5-C | 4573.8 |  |  | DC5V
112192650 | E58SS6-60-3-N-24-C | 4573.8 |  |  | DC12-24V
112192651 | E58SS6-60-3-N-5-C | 4573.8 |  |  | DC5V
112192660 | E58SS6-75-3-N-24-C | 4573.8 |  |  | DC12-24V
112192661 | E58SS6-75-3-N-5-C | 4573.8 |  |  | DC5V
112192670 | E58SS6-100-3-N-24-C | 4573.8 |  |  | DC12-24V
112192671 | E58SS6-100-3-N-5-C | 4573.8 |  |  | DC5V
112192680 | E58SS6-120-3-N-24-C | 4573.8 |  |  | DC12-24V
112192681 | E58SS6-120-3-N-5-C | 4573.8 |  |  | DC5V
112192690 | E58SS6-125-3-N-24-C | 4573.8 |  |  | DC12-24V
112192691 | E58SS6-125-3-N-5-C | 4573.8 |  |  | DC5V
112192700 | E58SS6-150-3-N-24-C | 4573.8 |  |  | DC12-24V
112192701 | E58SS6-150-3-N-5-C | 4573.8 |  |  | DC5V
112192710 | E58SS6-192-3-N-24-C | 4573.8 |  |  | DC12-24V
112192711 | E58SS6-192-3-N-5-C | 4573.8 |  |  | DC5V
112192720 | E58SS6-200-3-N-24-C | 4573.8 |  |  | DC12-24V
112192721 | E58SS6-200-3-N-5-C | 4573.8 |  |  | DC5V
112192730 | E58SS6-240-3-N-24-C | 4573.8 |  |  | DC12-24V
112192731 | E58SS6-240-3-N-5-C | 4573.8 |  |  | DC5V
112192740 | E58SS6-250-3-N-24-C | 4573.8 |  |  | DC12-24V
112192741 | E58SS6-250-3-N-5-C | 4573.8 |  |  | DC5V
112192750 | E58SS6-256-3-N-24-C | 4573.8 |  |  | DC12-24V
112192751 | E58SS6-256-3-N-5-C | 4573.8 |  |  | DC5V
112192760 | E58SS6-300-3-N-24-C | 4573.8 |  |  | DC12-24V
112192761 | E58SS6-300-3-N-5-C | 4573.8 |  |  | DC5V
112192770 | E58SS6-360-3-N-24-C | 4573.8 |  |  | DC12-24V
112192771 | E58SS6-360-3-N-5-C | 4573.8 |  |  | DC5V
112192780 | E58SS6-400-3-N-24-C | 4573.8 |  |  | DC12-24V
112192781 | E58SS6-400-3-N-5-C | 4573.8 |  |  | DC5V
112192790 | E58SS6-500-3-N-24-C | 4573.8 |  |  | DC12-24V
112192791 | E58SS6-500-3-N-5-C | 4573.8 |  |  | DC5V
112192800 | E58SS6-512-3-N-24-C | 4573.8 |  |  | DC12-24V
112192801 | E58SS6-512-3-N-5-C | 4573.8 |  |  | DC5V
112192810 | E58SS6-600-3-N-24-C | 4573.8 |  |  | DC12-24V
112192811 | E58SS6-600-3-N-5-C | 4573.8 |  |  | DC5V
112192820 | E58SS6-800-3-N-24-C | 4573.8 |  |  | DC12-24V
112192821 | E58SS6-800-3-N-5-C | 4573.8 |  |  | DC5V
112192830 | E58SS6-1000-3-N-24-C | 5266.8 |  |  | DC12-24V
112192831 | E58SS6-1000-3-N-5-C | 5266.8 |  |  | DC5V
112192840 | E58SS6-1024-3-N-24-C | 5266.8 |  |  | DC12-24V
112192841 | E58SS6-1024-3-N-5-C | 5266.8 |  |  | DC5V
112192850 | E58SS6-1200-3-N-24-C | 5266.8 |  |  | DC12-24V
112192851 | E58SS6-1200-3-N-5-C | 5266.8 |  |  | DC5V
112192860 | E58SS6-1500-3-N-24-C | 5266.8 |  |  | DC12-24V
112192861 | E58SS6-1500-3-N-5-C | 5266.8 |  |  | DC5V
112192870 | E58SS6-1800-3-N-24-C | 5266.8 |  |  | DC12-24V
112192871 | E58SS6-1800-3-N-5-C | 5266.8 |  |  | DC5V
112192880 | E58SS6-2000-3-N-24-C | 5266.8 |  |  | DC12-24V
112192881 | E58SS6-2000-3-N-5-C | 5266.8 |  |  | DC5V
112192890 | E58SS6-2048-3-N-24-C | 5266.8 |  |  | DC12-24V
112192891 | E58SS6-2048-3-N-5-C | 5266.8 |  |  | DC5V
112192900 | E58SS6-2500-3-N-24-C | 5266.8 |  |  | DC12-24V
112192901 | E58SS6-2500-3-N-5-C | 5266.8 |  |  | DC5V
112192910 | E58SS6-3000-3-N-24-C | 5266.8 |  |  | DC12-24V
112192911 | E58SS6-3000-3-N-5-C | 5266.8 |  |  | DC5V
112192920 | E58SS6-3600-3-N-24-C | 5266.8 |  |  | DC12-24V
112192921 | E58SS6-3600-3-N-5-C | 5266.8 |  |  | DC5V
112192930 | E58SS6-5000-3-N-24-C | 6306.3 |  |  | DC12-24V
112192931 | E58SS6-5000-3-N-5-C | 6306.3 |  |  | DC5V
112192940 | E58SS6-6000-3-N-24-C | 6957.72 |  |  | DC12-24V
112192941 | E58SS6-6000-3-N-5-C | 6957.72 |  |  | DC5V
112192950 | E58SS6-8000-3-N-24-C | 7262.64 |  |  | DC12-24V
112192951 | E58SS6-8000-3-N-5-C | 7262.64 |  |  | DC5V
112193010 | E58SS6-1-2-V-24-C | 4573.8 |  |  | DC12-24V
112193011 | E58SS6-1-2-V-5-C | 4573.8 |  |  | DC5V
112193020 | E58SS6-2-2-V-24-C | 4573.8 |  |  | DC12-24V
112193021 | E58SS6-2-2-V-5-C | 4573.8 |  |  | DC5V
112193030 | E58SS6-5-2-V-24-C | 4573.8 |  |  | DC12-24V
112193031 | E58SS6-5-2-V-5-C | 4573.8 |  |  | DC5V
112193040 | E58SS6-10-3-V-24-C | 4573.8 |  |  | DC12-24V
112193041 | E58SS6-10-3-V-5-C | 4573.8 |  |  | DC5V
112193050 | E58SS6-12-2-V-24-C | 4573.8 |  |  | DC12-24V
112193051 | E58SS6-12-2-V-5-C | 4573.8 |  |  | DC5V
112193060 | E58SS6-15-3-V-24-C | 4573.8 |  |  | DC12-24V
112193061 | E58SS6-15-3-V-5-C | 4573.8 |  |  | DC5V
112193070 | E58SS6-20-3-V-24-C | 4573.8 |  |  | DC12-24V
112193071 | E58SS6-20-3-V-5-C | 4573.8 |  |  | DC5V
112193080 | E58SS6-23-3-V-24-C | 4573.8 |  |  | DC12-24V
112193081 | E58SS6-23-3-V-5-C | 4573.8 |  |  | DC5V
112193090 | E58SS6-25-3-V-24-C | 4573.8 |  |  | DC12-24V
112193091 | E58SS6-25-3-V-5-C | 4573.8 |  |  | DC5V
112193100 | E58SS6-30-3-V-24-C | 4573.8 |  |  | DC12-24V
112193101 | E58SS6-30-3-V-5-C | 4573.8 |  |  | DC5V
112193110 | E58SS6-35-3-V-24-C | 4573.8 |  |  | DC12-24V
112193111 | E58SS6-35-3-V-5-C | 4573.8 |  |  | DC5V
112193120 | E58SS6-40-3-V-24-C | 4573.8 |  |  | DC12-24V
112193121 | E58SS6-40-3-V-5-C | 4573.8 |  |  | DC5V
112193130 | E58SS6-45-3-V-24-C | 4573.8 |  |  | DC12-24V
112193131 | E58SS6-45-3-V-5-C | 4573.8 |  |  | DC5V
112193140 | E58SS6-50-3-V-24-C | 4573.8 |  |  | DC12-24V
112193141 | E58SS6-50-3-V-5-C | 4573.8 |  |  | DC5V
112193150 | E58SS6-60-3-V-24-C | 4573.8 |  |  | DC12-24V
112193151 | E58SS6-60-3-V-5-C | 4573.8 |  |  | DC5V
112193160 | E58SS6-75-3-V-24-C | 4573.8 |  |  | DC12-24V
112193161 | E58SS6-75-3-V-5-C | 4573.8 |  |  | DC5V
112193170 | E58SS6-100-3-V-24-C | 4573.8 |  |  | DC12-24V
112193171 | E58SS6-100-3-V-5-C | 4573.8 |  |  | DC5V
112193180 | E58SS6-120-3-V-24-C | 4573.8 |  |  | DC12-24V
112193181 | E58SS6-120-3-V-5-C | 4573.8 |  |  | DC5V
112193190 | E58SS6-125-3-V-24-C | 4573.8 |  |  | DC12-24V
112193191 | E58SS6-125-3-V-5-C | 4573.8 |  |  | DC5V
112193200 | E58SS6-150-3-V-24-C | 4573.8 |  |  | DC12-24V
112193201 | E58SS6-150-3-V-5-C | 4573.8 |  |  | DC5V
112193210 | E58SS6-192-3-V-24-C | 4573.8 |  |  | DC12-24V
112193211 | E58SS6-192-3-V-5-C | 4573.8 |  |  | DC5V
112193220 | E58SS6-200-3-V-24-C | 4573.8 |  |  | DC12-24V
112193221 | E58SS6-200-3-V-5-C | 4573.8 |  |  | DC5V
112193230 | E58SS6-240-3-V-24-C | 4573.8 |  |  | DC12-24V
112193231 | E58SS6-240-3-V-5-C | 4573.8 |  |  | DC5V
112193240 | E58SS6-250-3-V-24-C | 4573.8 |  |  | DC12-24V
112193241 | E58SS6-250-3-V-5-C | 4573.8 |  |  | DC5V
112193250 | E58SS6-256-3-V-24-C | 4573.8 |  |  | DC12-24V
112193251 | E58SS6-256-3-V-5-C | 4573.8 |  |  | DC5V
112193260 | E58SS6-300-3-V-24-C | 4573.8 |  |  | DC12-24V
112193261 | E58SS6-300-3-V-5-C | 4573.8 |  |  | DC5V
112193270 | E58SS6-360-3-V-24-C | 4573.8 |  |  | DC12-24V
112193271 | E58SS6-360-3-V-5-C | 4573.8 |  |  | DC5V
112193280 | E58SS6-400-3-V-24-C | 4573.8 |  |  | DC12-24V
112193281 | E58SS6-400-3-V-5-C | 4573.8 |  |  | DC5V
112193290 | E58SS6-500-3-V-24-C | 4573.8 |  |  | DC12-24V
112193291 | E58SS6-500-3-V-5-C | 4573.8 |  |  | DC5V
112193300 | E58SS6-512-3-V-24-C | 4573.8 |  |  | DC12-24V
112193301 | E58SS6-512-3-V-5-C | 4573.8 |  |  | DC5V
112193310 | E58SS6-600-3-V-24-C | 4573.8 |  |  | DC12-24V
112193311 | E58SS6-600-3-V-5-C | 4573.8 |  |  | DC5V
112193320 | E58SS6-800-3-V-24-C | 4573.8 |  |  | DC12-24V
112193321 | E58SS6-800-3-V-5-C | 4573.8 |  |  | DC5V
112193330 | E58SS6-1000-3-V-24-C | 5266.8 |  |  | DC12-24V
112193331 | E58SS6-1000-3-V-5-C | 5266.8 |  |  | DC5V
112193340 | E58SS6-1024-3-V-24-C | 5266.8 |  |  | DC12-24V
112193341 | E58SS6-1024-3-V-5-C | 5266.8 |  |  | DC5V
112193350 | E58SS6-1200-3-V-24-C | 5266.8 |  |  | DC12-24V
112193351 | E58SS6-1200-3-V-5-C | 5266.8 |  |  | DC5V
112193360 | E58SS6-1500-3-V-24-C | 5266.8 |  |  | DC12-24V
112193361 | E58SS6-1500-3-V-5-C | 5266.8 |  |  | DC5V
112193370 | E58SS6-1800-3-V-24-C | 5266.8 |  |  | DC12-24V
112193371 | E58SS6-1800-3-V-5-C | 5266.8 |  |  | DC5V
112193380 | E58SS6-2000-3-V-24-C | 5266.8 |  |  | DC12-24V
112193381 | E58SS6-2000-3-V-5-C | 5266.8 |  |  | DC5V
112193390 | E58SS6-2048-3-V-24-C | 5266.8 |  |  | DC12-24V
112193391 | E58SS6-2048-3-V-5-C | 5266.8 |  |  | DC5V
112193400 | E58SS6-2500-3-V-24-C | 5266.8 |  |  | DC12-24V
112193401 | E58SS6-2500-3-V-5-C | 5266.8 |  |  | DC5V
112193410 | E58SS6-3000-3-V-24-C | 5266.8 |  |  | DC12-24V
112193411 | E58SS6-3000-3-V-5-C | 5266.8 |  |  | DC5V
112193420 | E58SS6-3600-3-V-24-C | 5266.8 |  |  | DC12-24V
112193421 | E58SS6-3600-3-V-5-C | 5266.8 |  |  | DC5V
112193430 | E58SS6-5000-3-V-24-C | 6306.3 |  |  | DC12-24V
112193431 | E58SS6-5000-3-V-5-C | 6306.3 |  |  | DC5V
112193440 | E58SS6-6000-3-V-24-C | 6957.72 |  |  | DC12-24V
112193441 | E58SS6-6000-3-V-5-C | 6957.72 |  |  | DC5V
112193450 | E58SS6-8000-3-V-24-C | 7262.64 |  |  | DC12-24V
112193451 | E58SS6-8000-3-V-5-C | 7262.64 |  |  | DC5V
112193510 | E58SS6-1-4-L-5-C | 5266.8 |  |  | DC5V
112193520 | E58SS6-2-4-L-5-C | 5266.8 |  |  | DC5V
112193530 | E58SS6-5-4-L-5-C | 5266.8 |  |  | DC5V
112193540 | E58SS6-10-6-L-5-C | 5266.8 |  |  | DC5V
112193550 | E58SS6-12-4-L-5-C | 5266.8 |  |  | DC5V
112193560 | E58SS6-15-6-L-5-C | 5266.8 |  |  | DC5V
112193570 | E58SS6-20-6-L-5-C | 5266.8 |  |  | DC5V
112193580 | E58SS6-23-6-L-5-C | 5266.8 |  |  | DC5V
112193590 | E58SS6-25-6-L-5-C | 5266.8 |  |  | DC5V
112193600 | E58SS6-30-6-L-5-C | 5266.8 |  |  | DC5V
112193610 | E58SS6-35-6-L-5-C | 5266.8 |  |  | DC5V
112193620 | E58SS6-40-6-L-5-C | 5266.8 |  |  | DC5V
112193630 | E58SS6-45-6-L-5-C | 5266.8 |  |  | DC5V
112193640 | E58SS6-50-6-L-5-C | 5266.8 |  |  | DC5V
112193650 | E58SS6-60-6-L-5-C | 5266.8 |  |  | DC5V
112193660 | E58SS6-75-6-L-5-C | 5266.8 |  |  | DC5V
112193670 | E58SS6-100-6-L-5-C | 5266.8 |  |  | DC5V
112193680 | E58SS6-120-6-L-5-C | 5266.8 |  |  | DC5V
112193690 | E58SS6-125-6-L-5-C | 5266.8 |  |  | DC5V
112193700 | E58SS6-150-6-L-5-C | 5266.8 |  |  | DC5V
112193710 | E58SS6-192-6-L-5-C | 5266.8 |  |  | DC5V
112193720 | E58SS6-200-6-L-5-C | 5266.8 |  |  | DC5V
112193730 | E58SS6-240-6-L-5-C | 5266.8 |  |  | DC5V
112193740 | E58SS6-250-6-L-5-C | 5266.8 |  |  | DC5V
112193750 | E58SS6-256-6-L-5-C | 5266.8 |  |  | DC5V
112193760 | E58SS6-300-6-L-5-C | 5266.8 |  |  | DC5V
112193770 | E58SS6-360-6-L-5-C | 5266.8 |  |  | DC5V
112193780 | E58SS6-400-6-L-5-C | 5266.8 |  |  | DC5V
112193790 | E58SS6-500-6-L-5-C | 5266.8 |  |  | DC5V
112193800 | E58SS6-512-6-L-5-C | 5266.8 |  |  | DC5V
112193810 | E58SS6-600-6-L-5-C | 5266.8 |  |  | DC5V
112193820 | E58SS6-800-6-L-5-C | 5266.8 |  |  | DC5V
112193830 | E58SS6-1000-6-L-5-C | 5890.5 |  |  | DC5V
112193840 | E58SS6-1024-6-L-5-C | 5890.5 |  |  | DC5V
112193850 | E58SS6-1200-6-L-5-C | 5890.5 |  |  | DC5V
112193860 | E58SS6-1500-6-L-5-C | 5890.5 |  |  | DC5V
112193870 | E58SS6-1800-6-L-5-C | 5890.5 |  |  | DC5V
112193880 | E58SS6-2000-6-L-5-C | 5890.5 |  |  | DC5V
112193890 | E58SS6-2048-6-L-5-C | 5890.5 |  |  | DC5V
112193900 | E58SS6-2500-6-L-5-C | 5890.5 |  |  | DC5V
112193910 | E58SS6-3000-6-L-5-C | 5890.5 |  |  | DC5V
112193920 | E58SS6-3600-6-L-5-C | 5890.5 |  |  | DC5V
112193930 | E58SS6-5000-6-L-5-C | 7325.01 |  |  | DC5V
112193940 | E58SS6-6000-6-L-5-C | 7623 |  |  | DC5V
112193950 | E58SS6-8000-6-L-5-C | 7927.92 |  |  | DC5V
112194010 | E58SS6-1-2-T-24-CR | 4573.8 |  |  | DC12-24V
112194011 | E58SS6-1-2-T-5-CR | 4573.8 |  |  | DC5V
112194020 | E58SS6-2-2-T-24-CR | 4573.8 |  |  | DC12-24V
112194021 | E58SS6-2-2-T-5-CR | 4573.8 |  |  | DC5V
112194030 | E58SS6-5-2-T-24-CR | 4573.8 |  |  | DC12-24V
112194031 | E58SS6-5-2-T-5-CR | 4573.8 |  |  | DC5V
112194040 | E58SS6-10-3-T-24-CR | 4573.8 |  |  | DC12-24V
112194041 | E58SS6-10-3-T-5-CR | 4573.8 |  |  | DC5V
112194050 | E58SS6-12-2-T-24-CR | 4573.8 |  |  | DC12-24V
112194051 | E58SS6-12-2-T-5-CR | 4573.8 |  |  | DC5V
112194060 | E58SS6-15-3-T-24-CR | 4573.8 |  |  | DC12-24V
112194061 | E58SS6-15-3-T-5-CR | 4573.8 |  |  | DC5V
112194070 | E58SS6-20-3-T-24-CR | 4573.8 |  |  | DC12-24V
112194071 | E58SS6-20-3-T-5-CR | 4573.8 |  |  | DC5V
112194080 | E58SS6-23-3-T-24-CR | 4573.8 |  |  | DC12-24V
112194081 | E58SS6-23-3-T-5-CR | 4573.8 |  |  | DC5V
112194090 | E58SS6-25-3-T-24-CR | 4573.8 |  |  | DC12-24V
112194091 | E58SS6-25-3-T-5-CR | 4573.8 |  |  | DC5V
112194100 | E58SS6-30-3-T-24-CR | 4573.8 |  |  | DC12-24V
112194101 | E58SS6-30-3-T-5-CR | 4573.8 |  |  | DC5V
112194110 | E58SS6-35-3-T-24-CR | 4573.8 |  |  | DC12-24V
112194111 | E58SS6-35-3-T-5-CR | 4573.8 |  |  | DC5V
112194120 | E58SS6-40-3-T-24-CR | 4573.8 |  |  | DC12-24V
112194121 | E58SS6-40-3-T-5-CR | 4573.8 |  |  | DC5V
112194130 | E58SS6-45-3-T-24-CR | 4573.8 |  |  | DC12-24V
112194131 | E58SS6-45-3-T-5-CR | 4573.8 |  |  | DC5V
112194140 | E58SS6-50-3-T-24-CR | 4573.8 |  |  | DC12-24V
112194141 | E58SS6-50-3-T-5-CR | 4573.8 |  |  | DC5V
112194150 | E58SS6-60-3-T-24-CR | 4573.8 |  |  | DC12-24V
112194151 | E58SS6-60-3-T-5-CR | 4573.8 |  |  | DC5V
112194160 | E58SS6-75-3-T-24-CR | 4573.8 |  |  | DC12-24V
112194161 | E58SS6-75-3-T-5-CR | 4573.8 |  |  | DC5V
112194170 | E58SS6-100-3-T-24-CR | 4573.8 |  |  | DC12-24V
112194171 | E58SS6-100-3-T-5-CR | 4573.8 |  |  | DC5V
112194180 | E58SS6-120-3-T-24-CR | 4573.8 |  |  | DC12-24V
112194181 | E58SS6-120-3-T-5-CR | 4573.8 |  |  | DC5V
112194190 | E58SS6-125-3-T-24-CR | 4573.8 |  |  | DC12-24V
112194191 | E58SS6-125-3-T-5-CR | 4573.8 |  |  | DC5V
112194200 | E58SS6-150-3-T-24-CR | 4573.8 |  |  | DC12-24V
112194201 | E58SS6-150-3-T-5-CR | 4573.8 |  |  | DC5V
112194210 | E58SS6-192-3-T-24-CR | 4573.8 |  |  | DC12-24V
112194211 | E58SS6-192-3-T-5-CR | 4573.8 |  |  | DC5V
112194220 | E58SS6-200-3-T-24-CR | 4573.8 |  |  | DC12-24V
112194221 | E58SS6-200-3-T-5-CR | 4573.8 |  |  | DC5V
112194230 | E58SS6-240-3-T-24-CR | 4573.8 |  |  | DC12-24V
112194231 | E58SS6-240-3-T-5-CR | 4573.8 |  |  | DC5V
112194240 | E58SS6-250-3-T-24-CR | 4573.8 |  |  | DC12-24V
112194241 | E58SS6-250-3-T-5-CR | 4573.8 |  |  | DC5V
112194250 | E58SS6-256-3-T-24-CR | 4573.8 |  |  | DC12-24V
112194251 | E58SS6-256-3-T-5-CR | 4573.8 |  |  | DC5V
112194260 | E58SS6-300-3-T-24-CR | 4573.8 |  |  | DC12-24V
112194261 | E58SS6-300-3-T-5-CR | 4573.8 |  |  | DC5V
112194270 | E58SS6-360-3-T-24-CR | 4573.8 |  |  | DC12-24V
112194271 | E58SS6-360-3-T-5-CR | 4573.8 |  |  | DC5V
112194280 | E58SS6-400-3-T-24-CR | 4573.8 |  |  | DC12-24V
112194281 | E58SS6-400-3-T-5-CR | 4573.8 |  |  | DC5V
112194290 | E58SS6-500-3-T-24-CR | 4573.8 |  |  | DC12-24V
112194291 | E58SS6-500-3-T-5-CR | 4573.8 |  |  | DC5V
112194300 | E58SS6-512-3-T-24-CR | 4573.8 |  |  | DC12-24V
112194301 | E58SS6-512-3-T-5-CR | 4573.8 |  |  | DC5V
112194310 | E58SS6-600-3-T-24-CR | 4573.8 |  |  | DC12-24V
112194311 | E58SS6-600-3-T-5-CR | 4573.8 |  |  | DC5V
112194320 | E58SS6-800-3-T-24-CR | 4573.8 |  |  | DC12-24V
112194321 | E58SS6-800-3-T-5-CR | 4573.8 |  |  | DC5V
112194330 | E58SS6-1000-3-T-24-CR | 5266.8 |  |  | DC12-24V
112194331 | E58SS6-1000-3-T-5-CR | 5266.8 |  |  | DC5V
112194340 | E58SS6-1024-3-T-24-CR | 5266.8 |  |  | DC12-24V
112194341 | E58SS6-1024-3-T-5-CR | 5266.8 |  |  | DC5V
112194350 | E58SS6-1200-3-T-24-CR | 5266.8 |  |  | DC12-24V
112194351 | E58SS6-1200-3-T-5-CR | 5266.8 |  |  | DC5V
112194360 | E58SS6-1500-3-T-24-CR | 5266.8 |  |  | DC12-24V
112194361 | E58SS6-1500-3-T-5-CR | 5266.8 |  |  | DC5V
112194370 | E58SS6-1800-3-T-24-CR | 5266.8 |  |  | DC12-24V
112194371 | E58SS6-1800-3-T-5-CR | 5266.8 |  |  | DC5V
112194380 | E58SS6-2000-3-T-24-CR | 5266.8 |  |  | DC12-24V
112194381 | E58SS6-2000-3-T-5-CR | 5266.8 |  |  | DC5V
112194390 | E58SS6-2048-3-T-24-CR | 5266.8 |  |  | DC12-24V
112194391 | E58SS6-2048-3-T-5-CR | 5266.8 |  |  | DC5V
112194400 | E58SS6-2500-3-T-24-CR | 5266.8 |  |  | DC12-24V
112194401 | E58SS6-2500-3-T-5-CR | 5266.8 |  |  | DC5V
112194410 | E58SS6-3000-3-T-24-CR | 5266.8 |  |  | DC12-24V
112194411 | E58SS6-3000-3-T-5-CR | 5266.8 |  |  | DC5V
112194420 | E58SS6-3600-3-T-24-CR | 5266.8 |  |  | DC12-24V
112194421 | E58SS6-3600-3-T-5-CR | 5266.8 |  |  | DC5V
112194430 | E58SS6-5000-3-T-24-CR | 6306.3 |  |  | DC12-24V
112194431 | E58SS6-5000-3-T-5-CR | 6306.3 |  |  | DC5V
112194440 | E58SS6-6000-3-T-24-CR | 6957.72 |  |  | DC12-24V
112194441 | E58SS6-6000-3-T-5-CR | 6957.72 |  |  | DC5V
112194450 | E58SS6-8000-3-T-24-CR | 7262.64 |  |  | DC12-24V
112194451 | E58SS6-8000-3-T-5-CR | 7262.64 |  |  | DC5V
112194510 | E58SS6-1-2-N-24-CR | 4573.8 |  |  | DC12-24V
112194511 | E58SS6-1-2-N-5-CR | 4573.8 |  |  | DC5V
112194520 | E58SS6-2-2-N-24-CR | 4573.8 |  |  | DC12-24V
112194521 | E58SS6-2-2-N-5-CR | 4573.8 |  |  | DC5V
112194530 | E58SS6-5-2-N-24-CR | 4573.8 |  |  | DC12-24V
112194531 | E58SS6-5-2-N-5-CR | 4573.8 |  |  | DC5V
112194540 | E58SS6-10-3-N-24-CR | 4573.8 |  |  | DC12-24V
112194541 | E58SS6-10-3-N-5-CR | 4573.8 |  |  | DC5V
112194550 | E58SS6-12-2-N-24-CR | 4573.8 |  |  | DC12-24V
112194551 | E58SS6-12-2-N-5-CR | 4573.8 |  |  | DC5V
112194560 | E58SS6-15-3-N-24-CR | 4573.8 |  |  | DC12-24V
112194561 | E58SS6-15-3-N-5-CR | 4573.8 |  |  | DC5V
112194570 | E58SS6-20-3-N-24-CR | 4573.8 |  |  | DC12-24V
112194571 | E58SS6-20-3-N-5-CR | 4573.8 |  |  | DC5V
112194580 | E58SS6-23-3-N-24-CR | 4573.8 |  |  | DC12-24V
112194581 | E58SS6-23-3-N-5-CR | 4573.8 |  |  | DC5V
112194590 | E58SS6-25-3-N-24-CR | 4573.8 |  |  | DC12-24V
112194591 | E58SS6-25-3-N-5-CR | 4573.8 |  |  | DC5V
112194600 | E58SS6-30-3-N-24-CR | 4573.8 |  |  | DC12-24V
112194601 | E58SS6-30-3-N-5-CR | 4573.8 |  |  | DC5V
112194610 | E58SS6-35-3-N-24-CR | 4573.8 |  |  | DC12-24V
112194611 | E58SS6-35-3-N-5-CR | 4573.8 |  |  | DC5V
112194620 | E58SS6-40-3-N-24-CR | 4573.8 |  |  | DC12-24V
112194621 | E58SS6-40-3-N-5-CR | 4573.8 |  |  | DC5V
112194630 | E58SS6-45-3-N-24-CR | 4573.8 |  |  | DC12-24V
112194631 | E58SS6-45-3-N-5-CR | 4573.8 |  |  | DC5V
112194640 | E58SS6-50-3-N-24-CR | 4573.8 |  |  | DC12-24V
112194641 | E58SS6-50-3-N-5-CR | 4573.8 |  |  | DC5V
112194650 | E58SS6-60-3-N-24-CR | 4573.8 |  |  | DC12-24V
112194651 | E58SS6-60-3-N-5-CR | 4573.8 |  |  | DC5V
112194660 | E58SS6-75-3-N-24-CR | 4573.8 |  |  | DC12-24V
112194661 | E58SS6-75-3-N-5-CR | 4573.8 |  |  | DC5V
112194670 | E58SS6-100-3-N-24-CR | 4573.8 |  |  | DC12-24V
112194671 | E58SS6-100-3-N-5-CR | 4573.8 |  |  | DC5V
112194680 | E58SS6-120-3-N-24-CR | 4573.8 |  |  | DC12-24V
112194681 | E58SS6-120-3-N-5-CR | 4573.8 |  |  | DC5V
112194690 | E58SS6-125-3-N-24-CR | 4573.8 |  |  | DC12-24V
112194691 | E58SS6-125-3-N-5-CR | 4573.8 |  |  | DC5V
112194700 | E58SS6-150-3-N-24-CR | 4573.8 |  |  | DC12-24V
112194701 | E58SS6-150-3-N-5-CR | 4573.8 |  |  | DC5V
112194710 | E58SS6-192-3-N-24-CR | 4573.8 |  |  | DC12-24V
112194711 | E58SS6-192-3-N-5-CR | 4573.8 |  |  | DC5V
112194720 | E58SS6-200-3-N-24-CR | 4573.8 |  |  | DC12-24V
112194721 | E58SS6-200-3-N-5-CR | 4573.8 |  |  | DC5V
112194730 | E58SS6-240-3-N-24-CR | 4573.8 |  |  | DC12-24V
112194731 | E58SS6-240-3-N-5-CR | 4573.8 |  |  | DC5V
112194740 | E58SS6-250-3-N-24-CR | 4573.8 |  |  | DC12-24V
112194741 | E58SS6-250-3-N-5-CR | 4573.8 |  |  | DC5V
112194750 | E58SS6-256-3-N-24-CR | 4573.8 |  |  | DC12-24V
112194751 | E58SS6-256-3-N-5-CR | 4573.8 |  |  | DC5V
112194760 | E58SS6-300-3-N-24-CR | 4573.8 |  |  | DC12-24V
112194761 | E58SS6-300-3-N-5-CR | 4573.8 |  |  | DC5V
112194770 | E58SS6-360-3-N-24-CR | 4573.8 |  |  | DC12-24V
112194771 | E58SS6-360-3-N-5-CR | 4573.8 |  |  | DC5V
112194780 | E58SS6-400-3-N-24-CR | 4573.8 |  |  | DC12-24V
112194781 | E58SS6-400-3-N-5-CR | 4573.8 |  |  | DC5V
112194790 | E58SS6-500-3-N-24-CR | 4573.8 |  |  | DC12-24V
112194791 | E58SS6-500-3-N-5-CR | 4573.8 |  |  | DC5V
112194800 | E58SS6-512-3-N-24-CR | 4573.8 |  |  | DC12-24V
112194801 | E58SS6-512-3-N-5-CR | 4573.8 |  |  | DC5V
112194810 | E58SS6-600-3-N-24-CR | 4573.8 |  |  | DC12-24V
112194811 | E58SS6-600-3-N-5-CR | 4573.8 |  |  | DC5V
112194820 | E58SS6-800-3-N-24-CR | 4573.8 |  |  | DC12-24V
112194821 | E58SS6-800-3-N-5-CR | 4573.8 |  |  | DC5V
112194830 | E58SS6-1000-3-N-24-CR | 5266.8 |  |  | DC12-24V
112194831 | E58SS6-1000-3-N-5-CR | 5266.8 |  |  | DC5V
112194840 | E58SS6-1024-3-N-24-CR | 5266.8 |  |  | DC12-24V
112194841 | E58SS6-1024-3-N-5-CR | 5266.8 |  |  | DC5V
112194850 | E58SS6-1200-3-N-24-CR | 5266.8 |  |  | DC12-24V
112194851 | E58SS6-1200-3-N-5-CR | 5266.8 |  |  | DC5V
112194860 | E58SS6-1500-3-N-24-CR | 5266.8 |  |  | DC12-24V
112194861 | E58SS6-1500-3-N-5-CR | 5266.8 |  |  | DC5V
112194870 | E58SS6-1800-3-N-24-CR | 5266.8 |  |  | DC12-24V
112194871 | E58SS6-1800-3-N-5-CR | 5266.8 |  |  | DC5V
112194880 | E58SS6-2000-3-N-24-CR | 5266.8 |  |  | DC12-24V
112194881 | E58SS6-2000-3-N-5-CR | 5266.8 |  |  | DC5V
112194890 | E58SS6-2048-3-N-24-CR | 5266.8 |  |  | DC12-24V
112194891 | E58SS6-2048-3-N-5-CR | 5266.8 |  |  | DC5V
112194900 | E58SS6-2500-3-N-24-CR | 5266.8 |  |  | DC12-24V
112194901 | E58SS6-2500-3-N-5-CR | 5266.8 |  |  | DC5V
112194910 | E58SS6-3000-3-N-24-CR | 5266.8 |  |  | DC12-24V
112194911 | E58SS6-3000-3-N-5-CR | 5266.8 |  |  | DC5V
112194920 | E58SS6-3600-3-N-24-CR | 5266.8 |  |  | DC12-24V
112194921 | E58SS6-3600-3-N-5-CR | 5266.8 |  |  | DC5V
112194930 | E58SS6-5000-3-N-24-CR | 6306.3 |  |  | DC12-24V
112194931 | E58SS6-5000-3-N-5-CR | 6306.3 |  |  | DC5V
112194940 | E58SS6-6000-3-N-24-CR | 6957.72 |  |  | DC12-24V
112194941 | E58SS6-6000-3-N-5-CR | 6957.72 |  |  | DC5V
112194950 | E58SS6-8000-3-N-24-CR | 7262.64 |  |  | DC12-24V
112194951 | E58SS6-8000-3-N-5-CR | 7262.64 |  |  | DC5V
112195010 | E58SS6-1-2-V-24-CR | 4573.8 |  |  | DC12-24V
112195011 | E58SS6-1-2-V-5-CR | 4573.8 |  |  | DC5V
112195020 | E58SS6-2-2-V-24-CR | 4573.8 |  |  | DC12-24V
112195021 | E58SS6-2-2-V-5-CR | 4573.8 |  |  | DC5V
112195030 | E58SS6-5-2-V-24-CR | 4573.8 |  |  | DC12-24V
112195031 | E58SS6-5-2-V-5-CR | 4573.8 |  |  | DC5V
112195040 | E58SS6-10-3-V-24-CR | 4573.8 |  |  | DC12-24V
112195041 | E58SS6-10-3-V-5-CR | 4573.8 |  |  | DC5V
112195050 | E58SS6-12-2-V-24-CR | 4573.8 |  |  | DC12-24V
112195051 | E58SS6-12-2-V-5-CR | 4573.8 |  |  | DC5V
112195060 | E58SS6-15-3-V-24-CR | 4573.8 |  |  | DC12-24V
112195061 | E58SS6-15-3-V-5-CR | 4573.8 |  |  | DC5V
112195070 | E58SS6-20-3-V-24-CR | 4573.8 |  |  | DC12-24V
112195071 | E58SS6-20-3-V-5-CR | 4573.8 |  |  | DC5V
112195080 | E58SS6-23-3-V-24-CR | 4573.8 |  |  | DC12-24V
112195081 | E58SS6-23-3-V-5-CR | 4573.8 |  |  | DC5V
112195090 | E58SS6-25-3-V-24-CR | 4573.8 |  |  | DC12-24V
112195091 | E58SS6-25-3-V-5-CR | 4573.8 |  |  | DC5V
112195100 | E58SS6-30-3-V-24-CR | 4573.8 |  |  | DC12-24V
112195101 | E58SS6-30-3-V-5-CR | 4573.8 |  |  | DC5V
112195110 | E58SS6-35-3-V-24-CR | 4573.8 |  |  | DC12-24V
112195111 | E58SS6-35-3-V-5-CR | 4573.8 |  |  | DC5V
112195120 | E58SS6-40-3-V-24-CR | 4573.8 |  |  | DC12-24V
112195121 | E58SS6-40-3-V-5-CR | 4573.8 |  |  | DC5V
112195130 | E58SS6-45-3-V-24-CR | 4573.8 |  |  | DC12-24V
112195131 | E58SS6-45-3-V-5-CR | 4573.8 |  |  | DC5V
112195140 | E58SS6-50-3-V-24-CR | 4573.8 |  |  | DC12-24V
112195141 | E58SS6-50-3-V-5-CR | 4573.8 |  |  | DC5V
112195150 | E58SS6-60-3-V-24-CR | 4573.8 |  |  | DC12-24V
112195151 | E58SS6-60-3-V-5-CR | 4573.8 |  |  | DC5V
112195160 | E58SS6-75-3-V-24-CR | 4573.8 |  |  | DC12-24V
112195161 | E58SS6-75-3-V-5-CR | 4573.8 |  |  | DC5V
112195170 | E58SS6-100-3-V-24-CR | 4573.8 |  |  | DC12-24V
112195171 | E58SS6-100-3-V-5-CR | 4573.8 |  |  | DC5V
112195180 | E58SS6-120-3-V-24-CR | 4573.8 |  |  | DC12-24V
112195181 | E58SS6-120-3-V-5-CR | 4573.8 |  |  | DC5V
112195190 | E58SS6-125-3-V-24-CR | 4573.8 |  |  | DC12-24V
112195191 | E58SS6-125-3-V-5-CR | 4573.8 |  |  | DC5V
112195200 | E58SS6-150-3-V-24-CR | 4573.8 |  |  | DC12-24V
112195201 | E58SS6-150-3-V-5-CR | 4573.8 |  |  | DC5V
112195210 | E58SS6-192-3-V-24-CR | 4573.8 |  |  | DC12-24V
112195211 | E58SS6-192-3-V-5-CR | 4573.8 |  |  | DC5V
112195220 | E58SS6-200-3-V-24-CR | 4573.8 |  |  | DC12-24V
112195221 | E58SS6-200-3-V-5-CR | 4573.8 |  |  | DC5V
112195230 | E58SS6-240-3-V-24-CR | 4573.8 |  |  | DC12-24V
112195231 | E58SS6-240-3-V-5-CR | 4573.8 |  |  | DC5V
112195240 | E58SS6-250-3-V-24-CR | 4573.8 |  |  | DC12-24V
112195241 | E58SS6-250-3-V-5-CR | 4573.8 |  |  | DC5V
112195250 | E58SS6-256-3-V-24-CR | 4573.8 |  |  | DC12-24V
112195251 | E58SS6-256-3-V-5-CR | 4573.8 |  |  | DC5V
112195260 | E58SS6-300-3-V-24-CR | 4573.8 |  |  | DC12-24V
112195261 | E58SS6-300-3-V-5-CR | 4573.8 |  |  | DC5V
112195270 | E58SS6-360-3-V-24-CR | 4573.8 |  |  | DC12-24V
112195271 | E58SS6-360-3-V-5-CR | 4573.8 |  |  | DC5V
112195280 | E58SS6-400-3-V-24-CR | 4573.8 |  |  | DC12-24V
112195281 | E58SS6-400-3-V-5-CR | 4573.8 |  |  | DC5V
112195290 | E58SS6-500-3-V-24-CR | 4573.8 |  |  | DC12-24V
112195291 | E58SS6-500-3-V-5-CR | 4573.8 |  |  | DC5V
112195300 | E58SS6-512-3-V-24-CR | 4573.8 |  |  | DC12-24V
112195301 | E58SS6-512-3-V-5-CR | 4573.8 |  |  | DC5V
112195310 | E58SS6-600-3-V-24-CR | 4573.8 |  |  | DC12-24V
112195311 | E58SS6-600-3-V-5-CR | 4573.8 |  |  | DC5V
112195320 | E58SS6-800-3-V-24-CR | 4573.8 |  |  | DC12-24V
112195321 | E58SS6-800-3-V-5-CR | 4573.8 |  |  | DC5V
112195330 | E58SS6-1000-3-V-24-CR | 5266.8 |  |  | DC12-24V
112195331 | E58SS6-1000-3-V-5-CR | 5266.8 |  |  | DC5V
112195340 | E58SS6-1024-3-V-24-CR | 5266.8 |  |  | DC12-24V
112195341 | E58SS6-1024-3-V-5-CR | 5266.8 |  |  | DC5V
112195350 | E58SS6-1200-3-V-24-CR | 5266.8 |  |  | DC12-24V
112195351 | E58SS6-1200-3-V-5-CR | 5266.8 |  |  | DC5V
112195360 | E58SS6-1500-3-V-24-CR | 5266.8 |  |  | DC12-24V
112195361 | E58SS6-1500-3-V-5-CR | 5266.8 |  |  | DC5V
112195370 | E58SS6-1800-3-V-24-CR | 5266.8 |  |  | DC12-24V
112195371 | E58SS6-1800-3-V-5-CR | 5266.8 |  |  | DC5V
112195380 | E58SS6-2000-3-V-24-CR | 5266.8 |  |  | DC12-24V
112195381 | E58SS6-2000-3-V-5-CR | 5266.8 |  |  | DC5V
112195390 | E58SS6-2048-3-V-24-CR | 5266.8 |  |  | DC12-24V
112195391 | E58SS6-2048-3-V-5-CR | 5266.8 |  |  | DC5V
112195400 | E58SS6-2500-3-V-24-CR | 5266.8 |  |  | DC12-24V
112195401 | E58SS6-2500-3-V-5-CR | 5266.8 |  |  | DC5V
112195410 | E58SS6-3000-3-V-24-CR | 5266.8 |  |  | DC12-24V
112195411 | E58SS6-3000-3-V-5-CR | 5266.8 |  |  | DC5V
112195420 | E58SS6-3600-3-V-24-CR | 5266.8 |  |  | DC12-24V
112195421 | E58SS6-3600-3-V-5-CR | 5266.8 |  |  | DC5V
112195430 | E58SS6-5000-3-V-24-CR | 6306.3 |  |  | DC12-24V
112195431 | E58SS6-5000-3-V-5-CR | 6306.3 |  |  | DC5V
112195440 | E58SS6-6000-3-V-24-CR | 6957.72 |  |  | DC12-24V
112195441 | E58SS6-6000-3-V-5-CR | 6957.72 |  |  | DC5V
112195450 | E58SS6-8000-3-V-24-CR | 7262.64 |  |  | DC12-24V
112195451 | E58SS6-8000-3-V-5-CR | 7262.64 |  |  | DC5V
112195510 | E58SS6-1-4-L-5-CR | 5266.8 |  |  | DC5V
112195520 | E58SS6-2-4-L-5-CR | 5266.8 |  |  | DC5V
112195530 | E58SS6-5-4-L-5-CR | 5266.8 |  |  | DC5V
112195540 | E58SS6-10-6-L-5-CR | 5266.8 |  |  | DC5V
112195550 | E58SS6-12-4-L-5-CR | 5266.8 |  |  | DC5V
112195560 | E58SS6-15-6-L-5-CR | 5266.8 |  |  | DC5V
112195570 | E58SS6-20-6-L-5-CR | 5266.8 |  |  | DC5V
112195580 | E58SS6-23-6-L-5-CR | 5266.8 |  |  | DC5V
112195590 | E58SS6-25-6-L-5-CR | 5266.8 |  |  | DC5V
112195600 | E58SS6-30-6-L-5-CR | 5266.8 |  |  | DC5V
112195610 | E58SS6-35-6-L-5-CR | 5266.8 |  |  | DC5V
112195620 | E58SS6-40-6-L-5-CR | 5266.8 |  |  | DC5V
112195630 | E58SS6-45-6-L-5-CR | 5266.8 |  |  | DC5V
112195640 | E58SS6-50-6-L-5-CR | 5266.8 |  |  | DC5V
112195650 | E58SS6-60-6-L-5-CR | 5266.8 |  |  | DC5V
112195660 | E58SS6-75-6-L-5-CR | 5266.8 |  |  | DC5V
112195670 | E58SS6-100-6-L-5-CR | 5266.8 |  |  | DC5V
112195680 | E58SS6-120-6-L-5-CR | 5266.8 |  |  | DC5V
112195690 | E58SS6-125-6-L-5-CR | 5266.8 |  |  | DC5V
112195700 | E58SS6-150-6-L-5-CR | 5266.8 |  |  | DC5V
112195710 | E58SS6-192-6-L-5-CR | 5266.8 |  |  | DC5V
112195720 | E58SS6-200-6-L-5-CR | 5266.8 |  |  | DC5V
112195730 | E58SS6-240-6-L-5-CR | 5266.8 |  |  | DC5V
112195740 | E58SS6-250-6-L-5-CR | 5266.8 |  |  | DC5V
112195750 | E58SS6-256-6-L-5-CR | 5266.8 |  |  | DC5V
112195760 | E58SS6-300-6-L-5-CR | 5266.8 |  |  | DC5V
112195770 | E58SS6-360-6-L-5-CR | 5266.8 |  |  | DC5V
112195780 | E58SS6-400-6-L-5-CR | 5266.8 |  |  | DC5V
112195790 | E58SS6-500-6-L-5-CR | 5266.8 |  |  | DC5V
112195800 | E58SS6-512-6-L-5-CR | 5266.8 |  |  | DC5V
112195810 | E58SS6-600-6-L-5-CR | 5266.8 |  |  | DC5V
112195820 | E58SS6-800-6-L-5-CR | 5266.8 |  |  | DC5V
112195830 | E58SS6-1000-6-L-5-CR | 5890.5 |  |  | DC5V
112195840 | E58SS6-1024-6-L-5-CR | 5890.5 |  |  | DC5V
112195850 | E58SS6-1200-6-L-5-CR | 5890.5 |  |  | DC5V
112195860 | E58SS6-1500-6-L-5-CR | 5890.5 |  |  | DC5V
112195870 | E58SS6-1800-6-L-5-CR | 5890.5 |  |  | DC5V
112195880 | E58SS6-2000-6-L-5-CR | 5890.5 |  |  | DC5V
112195890 | E58SS6-2048-6-L-5-CR | 5890.5 |  |  | DC5V
112195900 | E58SS6-2500-6-L-5-CR | 5890.5 |  |  | DC5V
112195910 | E58SS6-3000-6-L-5-CR | 5890.5 |  |  | DC5V
112195920 | E58SS6-3600-6-L-5-CR | 5890.5 |  |  | DC5V
112195930 | E58SS6-5000-6-L-5-CR | 7325.01 |  |  | DC5V
112195940 | E58SS6-6000-6-L-5-CR | 7623 |  |  | DC5V
112195950 | E58SS6-8000-6-L-5-CR | 7927.92 |  |  | DC5V
112196010 | E58SS6-1-2-T-24-CS | 4573.8 |  |  | DC12-24V
112196011 | E58SS6-1-2-T-5-CS | 4573.8 |  |  | DC5V
112196020 | E58SS6-2-2-T-24-CS | 4573.8 |  |  | DC12-24V
112196021 | E58SS6-2-2-T-5-CS | 4573.8 |  |  | DC5V
112196030 | E58SS6-5-2-T-24-CS | 4573.8 |  |  | DC12-24V
112196031 | E58SS6-5-2-T-5-CS | 4573.8 |  |  | DC5V
112196040 | E58SS6-10-3-T-24-CS | 4573.8 |  |  | DC12-24V
112196041 | E58SS6-10-3-T-5-CS | 4573.8 |  |  | DC5V
112196050 | E58SS6-12-2-T-24-CS | 4573.8 |  |  | DC12-24V
112196051 | E58SS6-12-2-T-5-CS | 4573.8 |  |  | DC5V
112196060 | E58SS6-15-3-T-24-CS | 4573.8 |  |  | DC12-24V
112196061 | E58SS6-15-3-T-5-CS | 4573.8 |  |  | DC5V
112196070 | E58SS6-20-3-T-24-CS | 4573.8 |  |  | DC12-24V
112196071 | E58SS6-20-3-T-5-CS | 4573.8 |  |  | DC5V
112196080 | E58SS6-23-3-T-24-CS | 4573.8 |  |  | DC12-24V
112196081 | E58SS6-23-3-T-5-CS | 4573.8 |  |  | DC5V
112196090 | E58SS6-25-3-T-24-CS | 4573.8 |  |  | DC12-24V
112196091 | E58SS6-25-3-T-5-CS | 4573.8 |  |  | DC5V
112196100 | E58SS6-30-3-T-24-CS | 4573.8 |  |  | DC12-24V
112196101 | E58SS6-30-3-T-5-CS | 4573.8 |  |  | DC5V
112196110 | E58SS6-35-3-T-24-CS | 4573.8 |  |  | DC12-24V
112196111 | E58SS6-35-3-T-5-CS | 4573.8 |  |  | DC5V
112196120 | E58SS6-40-3-T-24-CS | 4573.8 |  |  | DC12-24V
112196121 | E58SS6-40-3-T-5-CS | 4573.8 |  |  | DC5V
112196130 | E58SS6-45-3-T-24-CS | 4573.8 |  |  | DC12-24V
112196131 | E58SS6-45-3-T-5-CS | 4573.8 |  |  | DC5V
112196140 | E58SS6-50-3-T-24-CS | 4573.8 |  |  | DC12-24V
112196141 | E58SS6-50-3-T-5-CS | 4573.8 |  |  | DC5V
112196150 | E58SS6-60-3-T-24-CS | 4573.8 |  |  | DC12-24V
112196151 | E58SS6-60-3-T-5-CS | 4573.8 |  |  | DC5V
112196160 | E58SS6-75-3-T-24-CS | 4573.8 |  |  | DC12-24V
112196161 | E58SS6-75-3-T-5-CS | 4573.8 |  |  | DC5V
112196170 | E58SS6-100-3-T-24-CS | 4573.8 |  |  | DC12-24V
112196171 | E58SS6-100-3-T-5-CS | 4573.8 |  |  | DC5V
112196180 | E58SS6-120-3-T-24-CS | 4573.8 |  |  | DC12-24V
112196181 | E58SS6-120-3-T-5-CS | 4573.8 |  |  | DC5V
112196190 | E58SS6-125-3-T-24-CS | 4573.8 |  |  | DC12-24V
112196191 | E58SS6-125-3-T-5-CS | 4573.8 |  |  | DC5V
112196200 | E58SS6-150-3-T-24-CS | 4573.8 |  |  | DC12-24V
112196201 | E58SS6-150-3-T-5-CS | 4573.8 |  |  | DC5V
112196210 | E58SS6-192-3-T-24-CS | 4573.8 |  |  | DC12-24V
112196211 | E58SS6-192-3-T-5-CS | 4573.8 |  |  | DC5V
112196220 | E58SS6-200-3-T-24-CS | 4573.8 |  |  | DC12-24V
112196221 | E58SS6-200-3-T-5-CS | 4573.8 |  |  | DC5V
112196230 | E58SS6-240-3-T-24-CS | 4573.8 |  |  | DC12-24V
112196231 | E58SS6-240-3-T-5-CS | 4573.8 |  |  | DC5V
112196240 | E58SS6-250-3-T-24-CS | 4573.8 |  |  | DC12-24V
112196241 | E58SS6-250-3-T-5-CS | 4573.8 |  |  | DC5V
112196250 | E58SS6-256-3-T-24-CS | 4573.8 |  |  | DC12-24V
112196251 | E58SS6-256-3-T-5-CS | 4573.8 |  |  | DC5V
112196260 | E58SS6-300-3-T-24-CS | 4573.8 |  |  | DC12-24V
112196261 | E58SS6-300-3-T-5-CS | 4573.8 |  |  | DC5V
112196270 | E58SS6-360-3-T-24-CS | 4573.8 |  |  | DC12-24V
112196271 | E58SS6-360-3-T-5-CS | 4573.8 |  |  | DC5V
112196280 | E58SS6-400-3-T-24-CS | 4573.8 |  |  | DC12-24V
112196281 | E58SS6-400-3-T-5-CS | 4573.8 |  |  | DC5V
112196290 | E58SS6-500-3-T-24-CS | 4573.8 |  |  | DC12-24V
112196291 | E58SS6-500-3-T-5-CS | 4573.8 |  |  | DC5V
112196300 | E58SS6-512-3-T-24-CS | 4573.8 |  |  | DC12-24V
112196301 | E58SS6-512-3-T-5-CS | 4573.8 |  |  | DC5V
112196310 | E58SS6-600-3-T-24-CS | 4573.8 |  |  | DC12-24V
112196311 | E58SS6-600-3-T-5-CS | 4573.8 |  |  | DC5V
112196320 | E58SS6-800-3-T-24-CS | 4573.8 |  |  | DC12-24V
112196321 | E58SS6-800-3-T-5-CS | 4573.8 |  |  | DC5V
112196330 | E58SS6-1000-3-T-24-CS | 5266.8 |  |  | DC12-24V
112196331 | E58SS6-1000-3-T-5-CS | 5266.8 |  |  | DC5V
112196340 | E58SS6-1024-3-T-24-CS | 5266.8 |  |  | DC12-24V
112196341 | E58SS6-1024-3-T-5-CS | 5266.8 |  |  | DC5V
112196350 | E58SS6-1200-3-T-24-CS | 5266.8 |  |  | DC12-24V
112196351 | E58SS6-1200-3-T-5-CS | 5266.8 |  |  | DC5V
112196360 | E58SS6-1500-3-T-24-CS | 5266.8 |  |  | DC12-24V
112196361 | E58SS6-1500-3-T-5-CS | 5266.8 |  |  | DC5V
112196370 | E58SS6-1800-3-T-24-CS | 5266.8 |  |  | DC12-24V
112196371 | E58SS6-1800-3-T-5-CS | 5266.8 |  |  | DC5V
112196380 | E58SS6-2000-3-T-24-CS | 5266.8 |  |  | DC12-24V
112196381 | E58SS6-2000-3-T-5-CS | 5266.8 |  |  | DC5V
112196390 | E58SS6-2048-3-T-24-CS | 5266.8 |  |  | DC12-24V
112196391 | E58SS6-2048-3-T-5-CS | 5266.8 |  |  | DC5V
112196400 | E58SS6-2500-3-T-24-CS | 5266.8 |  |  | DC12-24V
112196401 | E58SS6-2500-3-T-5-CS | 5266.8 |  |  | DC5V
112196410 | E58SS6-3000-3-T-24-CS | 5266.8 |  |  | DC12-24V
112196411 | E58SS6-3000-3-T-5-CS | 5266.8 |  |  | DC5V
112196420 | E58SS6-3600-3-T-24-CS | 5266.8 |  |  | DC12-24V
112196421 | E58SS6-3600-3-T-5-CS | 5266.8 |  |  | DC5V
112196430 | E58SS6-5000-3-T-24-CS | 6306.3 |  |  | DC12-24V
112196431 | E58SS6-5000-3-T-5-CS | 6306.3 |  |  | DC5V
112196440 | E58SS6-6000-3-T-24-CS | 6957.72 |  |  | DC12-24V
112196441 | E58SS6-6000-3-T-5-CS | 6957.72 |  |  | DC5V
112196450 | E58SS6-8000-3-T-24-CS | 7262.64 |  |  | DC12-24V
112196451 | E58SS6-8000-3-T-5-CS | 7262.64 |  |  | DC5V
112196510 | E58SS6-1-2-N-24-CS | 4573.8 |  |  | DC12-24V
112196511 | E58SS6-1-2-N-5-CS | 4573.8 |  |  | DC5V
112196520 | E58SS6-2-2-N-24-CS | 4573.8 |  |  | DC12-24V
112196521 | E58SS6-2-2-N-5-CS | 4573.8 |  |  | DC5V
112196530 | E58SS6-5-2-N-24-CS | 4573.8 |  |  | DC12-24V
112196531 | E58SS6-5-2-N-5-CS | 4573.8 |  |  | DC5V
112196540 | E58SS6-10-3-N-24-CS | 4573.8 |  |  | DC12-24V
112196541 | E58SS6-10-3-N-5-CS | 4573.8 |  |  | DC5V
112196550 | E58SS6-12-2-N-24-CS | 4573.8 |  |  | DC12-24V
112196551 | E58SS6-12-2-N-5-CS | 4573.8 |  |  | DC5V
112196560 | E58SS6-15-3-N-24-CS | 4573.8 |  |  | DC12-24V
112196561 | E58SS6-15-3-N-5-CS | 4573.8 |  |  | DC5V
112196570 | E58SS6-20-3-N-24-CS | 4573.8 |  |  | DC12-24V
112196571 | E58SS6-20-3-N-5-CS | 4573.8 |  |  | DC5V
112196580 | E58SS6-23-3-N-24-CS | 4573.8 |  |  | DC12-24V
112196581 | E58SS6-23-3-N-5-CS | 4573.8 |  |  | DC5V
112196590 | E58SS6-25-3-N-24-CS | 4573.8 |  |  | DC12-24V
112196591 | E58SS6-25-3-N-5-CS | 4573.8 |  |  | DC5V
112196600 | E58SS6-30-3-N-24-CS | 4573.8 |  |  | DC12-24V
112196601 | E58SS6-30-3-N-5-CS | 4573.8 |  |  | DC5V
112196610 | E58SS6-35-3-N-24-CS | 4573.8 |  |  | DC12-24V
112196611 | E58SS6-35-3-N-5-CS | 4573.8 |  |  | DC5V
112196620 | E58SS6-40-3-N-24-CS | 4573.8 |  |  | DC12-24V
112196621 | E58SS6-40-3-N-5-CS | 4573.8 |  |  | DC5V
112196630 | E58SS6-45-3-N-24-CS | 4573.8 |  |  | DC12-24V
112196631 | E58SS6-45-3-N-5-CS | 4573.8 |  |  | DC5V
112196640 | E58SS6-50-3-N-24-CS | 4573.8 |  |  | DC12-24V
112196641 | E58SS6-50-3-N-5-CS | 4573.8 |  |  | DC5V
112196650 | E58SS6-60-3-N-24-CS | 4573.8 |  |  | DC12-24V
112196651 | E58SS6-60-3-N-5-CS | 4573.8 |  |  | DC5V
112196660 | E58SS6-75-3-N-24-CS | 4573.8 |  |  | DC12-24V
112196661 | E58SS6-75-3-N-5-CS | 4573.8 |  |  | DC5V
112196670 | E58SS6-100-3-N-24-CS | 4573.8 |  |  | DC12-24V
112196671 | E58SS6-100-3-N-5-CS | 4573.8 |  |  | DC5V
112196680 | E58SS6-120-3-N-24-CS | 4573.8 |  |  | DC12-24V
112196681 | E58SS6-120-3-N-5-CS | 4573.8 |  |  | DC5V
112196690 | E58SS6-125-3-N-24-CS | 4573.8 |  |  | DC12-24V
112196691 | E58SS6-125-3-N-5-CS | 4573.8 |  |  | DC5V
112196700 | E58SS6-150-3-N-24-CS | 4573.8 |  |  | DC12-24V
112196701 | E58SS6-150-3-N-5-CS | 4573.8 |  |  | DC5V
112196710 | E58SS6-192-3-N-24-CS | 4573.8 |  |  | DC12-24V
112196711 | E58SS6-192-3-N-5-CS | 4573.8 |  |  | DC5V
112196720 | E58SS6-200-3-N-24-CS | 4573.8 |  |  | DC12-24V
112196721 | E58SS6-200-3-N-5-CS | 4573.8 |  |  | DC5V
112196730 | E58SS6-240-3-N-24-CS | 4573.8 |  |  | DC12-24V
112196731 | E58SS6-240-3-N-5-CS | 4573.8 |  |  | DC5V
112196740 | E58SS6-250-3-N-24-CS | 4573.8 |  |  | DC12-24V
112196741 | E58SS6-250-3-N-5-CS | 4573.8 |  |  | DC5V
112196750 | E58SS6-256-3-N-24-CS | 4573.8 |  |  | DC12-24V
112196751 | E58SS6-256-3-N-5-CS | 4573.8 |  |  | DC5V
112196760 | E58SS6-300-3-N-24-CS | 4573.8 |  |  | DC12-24V
112196761 | E58SS6-300-3-N-5-CS | 4573.8 |  |  | DC5V
112196770 | E58SS6-360-3-N-24-CS | 4573.8 |  |  | DC12-24V
112196771 | E58SS6-360-3-N-5-CS | 4573.8 |  |  | DC5V
112196780 | E58SS6-400-3-N-24-CS | 4573.8 |  |  | DC12-24V
112196781 | E58SS6-400-3-N-5-CS | 4573.8 |  |  | DC5V
112196790 | E58SS6-500-3-N-24-CS | 4573.8 |  |  | DC12-24V
112196791 | E58SS6-500-3-N-5-CS | 4573.8 |  |  | DC5V
112196800 | E58SS6-512-3-N-24-CS | 4573.8 |  |  | DC12-24V
112196801 | E58SS6-512-3-N-5-CS | 4573.8 |  |  | DC5V
112196810 | E58SS6-600-3-N-24-CS | 4573.8 |  |  | DC12-24V
112196811 | E58SS6-600-3-N-5-CS | 4573.8 |  |  | DC5V
112196820 | E58SS6-800-3-N-24-CS | 4573.8 |  |  | DC12-24V
112196821 | E58SS6-800-3-N-5-CS | 4573.8 |  |  | DC5V
112196830 | E58SS6-1000-3-N-24-CS | 5266.8 |  |  | DC12-24V
112196831 | E58SS6-1000-3-N-5-CS | 5266.8 |  |  | DC5V
112196840 | E58SS6-1024-3-N-24-CS | 5266.8 |  |  | DC12-24V
112196841 | E58SS6-1024-3-N-5-CS | 5266.8 |  |  | DC5V
112196850 | E58SS6-1200-3-N-24-CS | 5266.8 |  |  | DC12-24V
112196851 | E58SS6-1200-3-N-5-CS | 5266.8 |  |  | DC5V
112196860 | E58SS6-1500-3-N-24-CS | 5266.8 |  |  | DC12-24V
112196861 | E58SS6-1500-3-N-5-CS | 5266.8 |  |  | DC5V
112196870 | E58SS6-1800-3-N-24-CS | 5266.8 |  |  | DC12-24V
112196871 | E58SS6-1800-3-N-5-CS | 5266.8 |  |  | DC5V
112196880 | E58SS6-2000-3-N-24-CS | 5266.8 |  |  | DC12-24V
112196881 | E58SS6-2000-3-N-5-CS | 5266.8 |  |  | DC5V
112196890 | E58SS6-2048-3-N-24-CS | 5266.8 |  |  | DC12-24V
112196891 | E58SS6-2048-3-N-5-CS | 5266.8 |  |  | DC5V
112196900 | E58SS6-2500-3-N-24-CS | 5266.8 |  |  | DC12-24V
112196901 | E58SS6-2500-3-N-5-CS | 5266.8 |  |  | DC5V
112196910 | E58SS6-3000-3-N-24-CS | 5266.8 |  |  | DC12-24V
112196911 | E58SS6-3000-3-N-5-CS | 5266.8 |  |  | DC5V
112196920 | E58SS6-3600-3-N-24-CS | 5266.8 |  |  | DC12-24V
112196921 | E58SS6-3600-3-N-5-CS | 5266.8 |  |  | DC5V
112196930 | E58SS6-5000-3-N-24-CS | 6306.3 |  |  | DC12-24V
112196931 | E58SS6-5000-3-N-5-CS | 6306.3 |  |  | DC5V
112196940 | E58SS6-6000-3-N-24-CS | 6957.72 |  |  | DC12-24V
112196941 | E58SS6-6000-3-N-5-CS | 6957.72 |  |  | DC5V
112196950 | E58SS6-8000-3-N-24-CS | 7262.64 |  |  | DC12-24V
112196951 | E58SS6-8000-3-N-5-CS | 7262.64 |  |  | DC5V
112197010 | E58SS6-1-2-V-24-CS | 4573.8 |  |  | DC12-24V
112197011 | E58SS6-1-2-V-5-CS | 4573.8 |  |  | DC5V
112197020 | E58SS6-2-2-V-24-CS | 4573.8 |  |  | DC12-24V
112197021 | E58SS6-2-2-V-5-CS | 4573.8 |  |  | DC5V
112197030 | E58SS6-5-2-V-24-CS | 4573.8 |  |  | DC12-24V
112197031 | E58SS6-5-2-V-5-CS | 4573.8 |  |  | DC5V
112197040 | E58SS6-10-3-V-24-CS | 4573.8 |  |  | DC12-24V
112197041 | E58SS6-10-3-V-5-CS | 4573.8 |  |  | DC5V
112197050 | E58SS6-12-2-V-24-CS | 4573.8 |  |  | DC12-24V
112197051 | E58SS6-12-2-V-5-CS | 4573.8 |  |  | DC5V
112197060 | E58SS6-15-3-V-24-CS | 4573.8 |  |  | DC12-24V
112197061 | E58SS6-15-3-V-5-CS | 4573.8 |  |  | DC5V
112197070 | E58SS6-20-3-V-24-CS | 4573.8 |  |  | DC12-24V
112197071 | E58SS6-20-3-V-5-CS | 4573.8 |  |  | DC5V
112197080 | E58SS6-23-3-V-24-CS | 4573.8 |  |  | DC12-24V
112197081 | E58SS6-23-3-V-5-CS | 4573.8 |  |  | DC5V
112197090 | E58SS6-25-3-V-24-CS | 4573.8 |  |  | DC12-24V
112197091 | E58SS6-25-3-V-5-CS | 4573.8 |  |  | DC5V
112197100 | E58SS6-30-3-V-24-CS | 4573.8 |  |  | DC12-24V
112197101 | E58SS6-30-3-V-5-CS | 4573.8 |  |  | DC5V
112197110 | E58SS6-35-3-V-24-CS | 4573.8 |  |  | DC12-24V
112197111 | E58SS6-35-3-V-5-CS | 4573.8 |  |  | DC5V
112197120 | E58SS6-40-3-V-24-CS | 4573.8 |  |  | DC12-24V
112197121 | E58SS6-40-3-V-5-CS | 4573.8 |  |  | DC5V
112197130 | E58SS6-45-3-V-24-CS | 4573.8 |  |  | DC12-24V
112197131 | E58SS6-45-3-V-5-CS | 4573.8 |  |  | DC5V
112197140 | E58SS6-50-3-V-24-CS | 4573.8 |  |  | DC12-24V
112197141 | E58SS6-50-3-V-5-CS | 4573.8 |  |  | DC5V
112197150 | E58SS6-60-3-V-24-CS | 4573.8 |  |  | DC12-24V
112197151 | E58SS6-60-3-V-5-CS | 4573.8 |  |  | DC5V
112197160 | E58SS6-75-3-V-24-CS | 4573.8 |  |  | DC12-24V
112197161 | E58SS6-75-3-V-5-CS | 4573.8 |  |  | DC5V
112197170 | E58SS6-100-3-V-24-CS | 4573.8 |  |  | DC12-24V
112197171 | E58SS6-100-3-V-5-CS | 4573.8 |  |  | DC5V
112197180 | E58SS6-120-3-V-24-CS | 4573.8 |  |  | DC12-24V
112197181 | E58SS6-120-3-V-5-CS | 4573.8 |  |  | DC5V
112197190 | E58SS6-125-3-V-24-CS | 4573.8 |  |  | DC12-24V
112197191 | E58SS6-125-3-V-5-CS | 4573.8 |  |  | DC5V
112197200 | E58SS6-150-3-V-24-CS | 4573.8 |  |  | DC12-24V
112197201 | E58SS6-150-3-V-5-CS | 4573.8 |  |  | DC5V
112197210 | E58SS6-192-3-V-24-CS | 4573.8 |  |  | DC12-24V
112197211 | E58SS6-192-3-V-5-CS | 4573.8 |  |  | DC5V
112197220 | E58SS6-200-3-V-24-CS | 4573.8 |  |  | DC12-24V
112197221 | E58SS6-200-3-V-5-CS | 4573.8 |  |  | DC5V
112197230 | E58SS6-240-3-V-24-CS | 4573.8 |  |  | DC12-24V
112197231 | E58SS6-240-3-V-5-CS | 4573.8 |  |  | DC5V
112197240 | E58SS6-250-3-V-24-CS | 4573.8 |  |  | DC12-24V
112197241 | E58SS6-250-3-V-5-CS | 4573.8 |  |  | DC5V
112197250 | E58SS6-256-3-V-24-CS | 4573.8 |  |  | DC12-24V
112197251 | E58SS6-256-3-V-5-CS | 4573.8 |  |  | DC5V
112197260 | E58SS6-300-3-V-24-CS | 4573.8 |  |  | DC12-24V
112197261 | E58SS6-300-3-V-5-CS | 4573.8 |  |  | DC5V
112197270 | E58SS6-360-3-V-24-CS | 4573.8 |  |  | DC12-24V
112197271 | E58SS6-360-3-V-5-CS | 4573.8 |  |  | DC5V
112197280 | E58SS6-400-3-V-24-CS | 4573.8 |  |  | DC12-24V
112197281 | E58SS6-400-3-V-5-CS | 4573.8 |  |  | DC5V
112197290 | E58SS6-500-3-V-24-CS | 4573.8 |  |  | DC12-24V
112197291 | E58SS6-500-3-V-5-CS | 4573.8 |  |  | DC5V
112197300 | E58SS6-512-3-V-24-CS | 4573.8 |  |  | DC12-24V
112197301 | E58SS6-512-3-V-5-CS | 4573.8 |  |  | DC5V
112197310 | E58SS6-600-3-V-24-CS | 4573.8 |  |  | DC12-24V
112197311 | E58SS6-600-3-V-5-CS | 4573.8 |  |  | DC5V
112197320 | E58SS6-800-3-V-24-CS | 4573.8 |  |  | DC12-24V
112197321 | E58SS6-800-3-V-5-CS | 4573.8 |  |  | DC5V
112197330 | E58SS6-1000-3-V-24-CS | 5266.8 |  |  | DC12-24V
112197331 | E58SS6-1000-3-V-5-CS | 5266.8 |  |  | DC5V
112197340 | E58SS6-1024-3-V-24-CS | 5266.8 |  |  | DC12-24V
112197341 | E58SS6-1024-3-V-5-CS | 5266.8 |  |  | DC5V
112197350 | E58SS6-1200-3-V-24-CS | 5266.8 |  |  | DC12-24V
112197351 | E58SS6-1200-3-V-5-CS | 5266.8 |  |  | DC5V
112197360 | E58SS6-1500-3-V-24-CS | 5266.8 |  |  | DC12-24V
112197361 | E58SS6-1500-3-V-5-CS | 5266.8 |  |  | DC5V
112197370 | E58SS6-1800-3-V-24-CS | 5266.8 |  |  | DC12-24V
112197371 | E58SS6-1800-3-V-5-CS | 5266.8 |  |  | DC5V
112197380 | E58SS6-2000-3-V-24-CS | 5266.8 |  |  | DC12-24V
112197381 | E58SS6-2000-3-V-5-CS | 5266.8 |  |  | DC5V
112197390 | E58SS6-2048-3-V-24-CS | 5266.8 |  |  | DC12-24V
112197391 | E58SS6-2048-3-V-5-CS | 5266.8 |  |  | DC5V
112197400 | E58SS6-2500-3-V-24-CS | 5266.8 |  |  | DC12-24V
112197401 | E58SS6-2500-3-V-5-CS | 5266.8 |  |  | DC5V
112197410 | E58SS6-3000-3-V-24-CS | 5266.8 |  |  | DC12-24V
112197411 | E58SS6-3000-3-V-5-CS | 5266.8 |  |  | DC5V
112197420 | E58SS6-3600-3-V-24-CS | 5266.8 |  |  | DC12-24V
112197421 | E58SS6-3600-3-V-5-CS | 5266.8 |  |  | DC5V
112197430 | E58SS6-5000-3-V-24-CS | 6306.3 |  |  | DC12-24V
112197431 | E58SS6-5000-3-V-5-CS | 6306.3 |  |  | DC5V
112197440 | E58SS6-6000-3-V-24-CS | 6957.72 |  |  | DC12-24V
112197441 | E58SS6-6000-3-V-5-CS | 6957.72 |  |  | DC5V
112197450 | E58SS6-8000-3-V-24-CS | 7262.64 |  |  | DC12-24V
112197451 | E58SS6-8000-3-V-5-CS | 7262.64 |  |  | DC5V
112197510 | E58SS6-1-4-L-5-CS | 5266.8 |  |  | DC5V
112197520 | E58SS6-2-4-L-5-CS | 5266.8 |  |  | DC5V
112197530 | E58SS6-5-4-L-5-CS | 5266.8 |  |  | DC5V
112197540 | E58SS6-10-6-L-5-CS | 5266.8 |  |  | DC5V
112197550 | E58SS6-12-4-L-5-CS | 5266.8 |  |  | DC5V
112197560 | E58SS6-15-6-L-5-CS | 5266.8 |  |  | DC5V
112197570 | E58SS6-20-6-L-5-CS | 5266.8 |  |  | DC5V
112197580 | E58SS6-23-6-L-5-CS | 5266.8 |  |  | DC5V
112197590 | E58SS6-25-6-L-5-CS | 5266.8 |  |  | DC5V
112197600 | E58SS6-30-6-L-5-CS | 5266.8 |  |  | DC5V
112197610 | E58SS6-35-6-L-5-CS | 5266.8 |  |  | DC5V
112197620 | E58SS6-40-6-L-5-CS | 5266.8 |  |  | DC5V
112197630 | E58SS6-45-6-L-5-CS | 5266.8 |  |  | DC5V
112197640 | E58SS6-50-6-L-5-CS | 5266.8 |  |  | DC5V
112197650 | E58SS6-60-6-L-5-CS | 5266.8 |  |  | DC5V
112197660 | E58SS6-75-6-L-5-CS | 5266.8 |  |  | DC5V
112197670 | E58SS6-100-6-L-5-CS | 5266.8 |  |  | DC5V
112197680 | E58SS6-120-6-L-5-CS | 5266.8 |  |  | DC5V
112197690 | E58SS6-125-6-L-5-CS | 5266.8 |  |  | DC5V
112197700 | E58SS6-150-6-L-5-CS | 5266.8 |  |  | DC5V
112197710 | E58SS6-192-6-L-5-CS | 5266.8 |  |  | DC5V
112197720 | E58SS6-200-6-L-5-CS | 5266.8 |  |  | DC5V
112197730 | E58SS6-240-6-L-5-CS | 5266.8 |  |  | DC5V
112197740 | E58SS6-250-6-L-5-CS | 5266.8 |  |  | DC5V
112197750 | E58SS6-256-6-L-5-CS | 5266.8 |  |  | DC5V
112197760 | E58SS6-300-6-L-5-CS | 5266.8 |  |  | DC5V
112197770 | E58SS6-360-6-L-5-CS | 5266.8 |  |  | DC5V
112197780 | E58SS6-400-6-L-5-CS | 5266.8 |  |  | DC5V
112197790 | E58SS6-500-6-L-5-CS | 5266.8 |  |  | DC5V
112197800 | E58SS6-512-6-L-5-CS | 5266.8 |  |  | DC5V
112197810 | E58SS6-600-6-L-5-CS | 5266.8 |  |  | DC5V
112197820 | E58SS6-800-6-L-5-CS | 5266.8 |  |  | DC5V
112197830 | E58SS6-1000-6-L-5-CS | 5890.5 |  |  | DC5V
112197840 | E58SS6-1024-6-L-5-CS | 5890.5 |  |  | DC5V
112197850 | E58SS6-1200-6-L-5-CS | 5890.5 |  |  | DC5V
112197860 | E58SS6-1500-6-L-5-CS | 5890.5 |  |  | DC5V
112197870 | E58SS6-1800-6-L-5-CS | 5890.5 |  |  | DC5V
112197880 | E58SS6-2000-6-L-5-CS | 5890.5 |  |  | DC5V
112197890 | E58SS6-2048-6-L-5-CS | 5890.5 |  |  | DC5V
112197900 | E58SS6-2500-6-L-5-CS | 5890.5 |  |  | DC5V
112197910 | E58SS6-3000-6-L-5-CS | 5890.5 |  |  | DC5V
112197920 | E58SS6-3600-6-L-5-CS | 5890.5 |  |  | DC5V
112197930 | E58SS6-5000-6-L-5-CS | 7325.01 |  |  | DC5V
112197940 | E58SS6-6000-6-L-5-CS | 7623 |  |  | DC5V
112197950 | E58SS6-8000-6-L-5-CS | 7927.92 |  |  | DC5V
112200000 | E40H6-20-3-N-24 | 3742.2 |  |  | DC12-24V
112200001 | E40HB6-20-3-N-24 | 3742.2 |  |  | DC12-24V
112200002 | E40H6-10-3-N-24 | 3742.2 |  |  | DC12-24V
112200003 | E40H6-2-2-N-24 | 3811.5 |  |  | DC12-24V
112200004 | E40H6-20-3-N-5 | 3742.2 |  |  | DC5V
112200005 | E40HB6-20-3-N-5 | 3742.2 |  |  | DC5V
112200006 | E40H6-10-3-N-5 | 3742.2 |  |  | DC5V
112200007 | E40H6-2-2-N-5 | 3811.5 |  |  | DC5V
112200008 | E40HB6-1-2-N-24 | 3811.5 |  |  | DC12-24V
112200009 | E40H6-5-2-N-24 | 3811.5 |  |  | DC12-24V
112200010 | E40H6-60-3-N-24 | 3742.2 |  |  | DC12-24V
112200011 | E40HB6-60-3-N-24 | 3742.2 |  |  | DC12-24V
112200012 | E40H6-50-3-N-24 | 3742.2 |  |  | DC12-24V
112200013 | E40H6-60-3-N-5 | 3742.2 |  |  | DC5V
112200014 | E40HB6-60-3-N-5 | 3742.2 |  |  | DC5V
112200015 | E40H6-50-3-N-5 | 3742.2 |  |  | DC5V
112200016 | E40HB6-50-3-N-24 | 3742.2 |  |  | DC12-24V
112200020 | E40H6-100-3-N-24 | 3742.2 |  |  | DC12-24V
112200021 | E40HB6-100-3-N-24 | 3742.2 |  |  | DC12-24V
112200022 | E40H6-150-3-N-24 | 3742.2 |  |  | DC12-24V
112200023 | E40H6-100-3-N-5 | 3742.2 |  |  | DC5V
112200024 | E40HB6-100-3-N-5 | 3742.2 |  |  | DC5V
112200025 | E40HB6-150-3-N-5 | 3742.2 |  |  | DC5V
112200030 | E40H6-200-3-N-24 | 3742.2 |  |  | DC12-24V
112200031 | E40HB6-200-3-N-24 | 3742.2 |  |  | DC12-24V
112200032 | E40H6-250-3-N-24 | 3742.2 |  |  | DC12-24V
112200033 | E40H6-240-3-N-24 | 3742.2 |  |  | DC12-24V
112200034 | E40H6-200-3-N-5 | 3742.2 |  |  | DC5V
112200035 | E40HB6-200-3-N-5 | 3742.2 |  |  | DC5V
112200036 | E40H6-250-3-N-5 | 3742.2 |  |  | DC5V
112200037 | E40H6-240-3-N-5 | 3742.2 |  |  | DC5V
112200040 | E40H6-360-3-N-24 | 3880.8 |  |  | DC12-24V
112200041 | E40HB6-360-3-N-24 | 3880.8 |  |  | DC12-24V
112200042 | E40H6-360-3-N-5 | 3880.8 |  |  | DC5V
112200043 | E40H6B-360-3-N-5 | 3880.8 |  |  | DC5V
112200044 | E40H6-300-3-N-24 | 3880.8 |  |  | DC12-24V
112200050 | E40H6-400-3-N-24 | 3880.8 |  |  | DC12-24V
112200051 | E40HB6-400-3-N-24 | 3880.8 |  |  | DC12-24V
112200052 | E40H6-400-3-N-5 | 3880.8 |  |  | DC5V
112200053 | E40HB6-400-3-N-5 | 3880.8 |  |  | DC5V
112200060 | E40H6-500-3-N-24 | 3880.8 |  |  | DC12-24V
112200061 | E40HB6-500-3-N-24 | 3880.8 |  |  | DC12-24V
112200062 | E40H6-500-3-N-5 | 3880.8 |  |  | DC5V
112200063 | E40HB6-500-3-N-5 | 3880.8 |  |  | DC5V
112200070 | E40H6-512-3-N-24 | 3880.8 |  |  | DC12-24V
112200071 | E40HB6-512-3-N-24 | 3880.8 |  |  | DC12-24V
112200072 | E40H6-600-3-N-24 | 3880.8 |  |  | DC12-24V
112200073 | E40H6-512-3-N-5 | 3880.8 |  |  | DC5V
112200074 | E40HB6-512-3-N-5 | 3880.8 |  |  | DC5V
112200075 | E40H6-600-3-N-5 | 3880.8 |  |  | DC5V
112200076 | E40HB6-600-3-N-24 | 3880.8 |  |  | DC12-24V
112200080 | E40H6-1000-3-N-24 | 3880.8 |  |  | DC12-24V
112200081 | E40HB6-1000-3-N-24 | 3880.8 |  |  | DC12-24V
112200082 | E40H6-1000-3-N-5 | 3880.8 |  |  | DC5V
112200083 | E40HB6-1000-3-N-5 | 3880.8 |  |  | DC5V
112200090 | E40H6-1024-3-N-24 | 3880.8 |  |  | DC12-24V
112200091 | E40HB6-1024-3-N-24 | 3880.8 |  |  | DC12-24V
112200092 | E40H6-1024-3-N-5 | 3880.8 |  |  | DC5V
112200093 | E40HB6-1024-3-N-5 | 3880.8 |  |  | DC5V
112200100 | E40H6-1200-3-N-24 | 3880.8 |  |  | DC12-24V
112200101 | E40H6-1200-3-N-5 | 3880.8 |  |  | DC5V
112200102 | E40H6-1800-3-N-5 | 3880.8 |  |  | DC5V
112200104 | E40HB6-1500-3-N-24 | 3950.1 |  |  | DC12-24V(3M)
112200110 | E40H6-2000-3-N-24 | 4019.4 |  |  | DC12-24V
112200111 | E40H6-2000-3-N-5 | 4019.4 |  |  | DC5V
112200115 | E40HB6-2000-3-N-24 | 4019.4 |  |  | DC12-24V
112200116 | E40HB6-2000-3-N-5 | 4019.4 |  |  | DC5V
112200120 | E40H6-2048-3-N-24 | 4019.4 |  |  | DC12-24V
112200121 | E40HB6-2048-3-N-24 | 4019.4 |  |  | DC12-24V
112200122 | E40H6-2048-3-N-5 | 4019.4 |  |  | DC5V
112200123 | E40HB6-2048-3-N-5 | 4019.4 |  |  | DC5V
112200124 | E40H6-2500-3-N-24 | 4019.4 |  |  | DC12-24V
112200125 | E40H6-2500-3-N-5 | 4019.4 |  |  | DC5V
112200127 | E40HB6-2500-3-N-5 | 4019.4 |  |  | DC5V
112200130 | E40H6-25-3-N-24 | 3742.2 |  |  | DC12-24V
112200131 | E40HB6-25-3-N-24 | 3742.2 |  |  | DC12-24V
112200132 | E40H6-25-3-N-5 | 3742.2 |  |  | DC5V
112200133 | E40HB6-25-3-N-5 | 3742.2 |  |  | DC5V
112200184 | E40H6-30-3-N-24 | 0 |  |  | DC12-24V
112200185 | E40H6-35-3-N-24 | 0 |  |  | DC12-24V
112200194 | E40H6-40-3-N-24 | 3742.2 |  |  | DC12-24V
112200254 | E40H6-256-3-N-24 | 3742.2 |  |  | DC12-24V
112200334 | E40H6-3000-3-N-24 | 4019.4 |  |  | DC12-24V
112200335 | E40HB6-3000-3-N-24 | 0 |  |  | DC12-24V
112200340 | E40H6-3600-3-N-24 | 4019.4 |  |  | DC12-24V
112200341 | E40H6-3600-3-N-5 | 4019.4 |  |  | DC5V
112200342 | E40HB6-3600-3-N-24 | 4019.4 |  |  | DC12-24V
112200343 | E40HB6-3600-3-N-5 | 4019.4 |  |  | DC5V
112200347 | E40H6-1800-3-T-5 | 0 |  |  | DC5V
112200348 | E40H6-1800-3-T-24-C | 0 |  |  | DC12-24V
112200350 | E40H6-5000-3-T-24 | 5724.18 |  |  | DC12-24V
112200351 | E40H6-5000-3-T-5 | 5724.18 |  |  | DC5V
112200360 | E40HB6-5000-3-T-24 | 5724.18 |  |  | DC12-24V
112200361 | E40HB6-5000-3-T-5 | 5724.18 |  |  | DC5V
112200400 | E40H6-5000-3-N-24 | 5724.18 |  |  | DC12-24V
112200401 | E40H6-5000-3-N-5 | 5724.18 |  |  | DC5V
112200410 | E40HB6-5000-3-N-24 | 5724.18 |  |  | DC12-24V
112200411 | E40HB6-5000-3-N-5 | 5724.18 |  |  | DC5V
112200420 | E40H6-1-2-V-24 | 3811.5 |  |  | DC12-24V
112200421 | E40H6-1-2-V-5 | 3811.5 |  |  | DC5V
112200422 | E40H6-2-2-V-24 | 3811.5 |  |  | DC12-24V
112200423 | E40H6-2-2-V-5 | 3811.5 |  |  | DC5V
112200430 | E40H6-5-2-V-24 | 3811.5 |  |  | DC12-24V
112200431 | E40H6-5-2-V-5 | 3811.5 |  |  | DC5V
112200432 | E40H6-10-3-V-24 | 3742.2 |  |  | DC12-24V
112200433 | E40H6-10-3-V-5 | 3742.2 |  |  | DC5V
112200440 | E40H6-12-2-V-24 | 3811.5 |  |  | DC12-24V
112200441 | E40H6-12-2-V-5 | 3811.5 |  |  | DC5V
112200442 | E40H6-15-3-V-24 | 3742.2 |  |  | DC12-24V
112200443 | E40H6-15-3-V-5 | 3742.2 |  |  | DC5V
112200450 | E40H6-20-3-V-24 | 3742.2 |  |  | DC12-24V
112200451 | E40H6-20-3-V-5 | 3742.2 |  |  | DC5V
112200452 | E40H6-23-3-V-24 | 3742.2 |  |  | DC12-24V
112200453 | E40H6-23-3-V-5 | 3742.2 |  |  | DC5V
112200460 | E40H6-25-3-V-24 | 3742.2 |  |  | DC12-24V
112200461 | E40H6-25-3-V-5 | 3742.2 |  |  | DC5V
112200462 | E40H6-30-3-V-24 | 3742.2 |  |  | DC12-24V
112200463 | E40H6-30-3-V-5 | 3742.2 |  |  | DC5V
112200470 | E40H6-35-3-V-24 | 3742.2 |  |  | DC12-24V
112200471 | E40H6-35-3-V-5 | 3742.2 |  |  | DC5V
112200472 | E40H6-40-3-V-24 | 3742.2 |  |  | DC12-24V
112200473 | E40H6-40-3-V-5 | 3742.2 |  |  | DC5V
112200480 | E40H6-45-3-V-24 | 3742.2 |  |  | DC12-24V
112200481 | E40H6-45-3-V-5 | 3742.2 |  |  | DC5V
112200482 | E40H6-50-3-V-24 | 3742.2 |  |  | DC12-24V
112200483 | E40H6-50-3-V-5 | 3742.2 |  |  | DC5V
112200490 | E40H6-60-3-V-24 | 3742.2 |  |  | DC12-24V
112200491 | E40H6-60-3-V-5 | 3742.2 |  |  | DC5V
112200492 | E40H6-75-3-V-24 | 3742.2 |  |  | DC12-24V
112200493 | E40H6-75-3-V-5 | 3742.2 |  |  | DC5V
112200500 | E40H6-100-3-V-5 | 3742.2 |  |  | DC5V
112200501 | E40H6-100-3-V-24 | 3742.2 |  |  | DC12-24V
112200502 | E40H6-120-3-V-5 | 3742.2 |  |  | DC5V
112200503 | E40H6-120-3-V-24 | 3742.2 |  |  | DC12-24V
112200510 | E40H6-500-3-V-5 | 3880.8 |  |  | DC5V
112200511 | E40H6-500-3-V-24 | 3880.8 |  |  | DC12-24V
112200520 | E40H6-1000-3-V-5 | 3880.8 |  |  | DC5V
112200521 | E40H6-1000-3-V-24 | 3880.8 |  |  | DC12-24V
112200523 | E40HB6-1024-3-V-5 | 3880.8 |  |  | DC5V
112200524 | E40HB6-1024-3-V-24 | 3880.8 |  |  | DC12-24V
112200530 | E40H6-150-3-V-24 | 3742.2 |  |  | DC12-24V
112200531 | E40H6-150-3-V-5 | 3742.2 |  |  | DC5V
112200532 | E40H6-192-3-V-24 | 3742.2 |  |  | DC12-24V
112200533 | E40H6-192-3-V-5 | 3742.2 |  |  | DC5V
112200540 | E40H6-200-3-V-24 | 3742.2 |  |  | DC12-24V
112200541 | E40H6-200-3-V-5 | 3742.2 |  |  | DC5V
112200542 | E40H6-240-3-V-24 | 3742.2 |  |  | DC12-24V
112200543 | E40H6-240-3-V-5 | 3742.2 |  |  | DC5V
112200544 | E40HB6-200-3-V-5 | 3742.2 |  |  | DC5V
112200545 | E40H6-250-3-V-24 | 3742.2 |  |  | DC12-24V
112200550 | E40H6-256-3-V-24 | 3742.2 |  |  | DC12-24V
112200551 | E40H6-256-3-V-5 | 3742.2 |  |  | DC5V
112200552 | E40H6-300-3-V-24 | 3742.2 |  |  | DC12-24V
112200553 | E40H6-300-3-V-5 | 3742.2 |  |  | DC5V
112200560 | E40H6-360-3-V-24 | 3880.8 |  |  | DC12-24V
112200561 | E40H6-360-3-V-5 | 3880.8 |  |  | DC5V
112200562 | E40H6-400-3-V-24 | 3880.8 |  |  | DC12-24V
112200563 | E40H6-400-3-V-5 | 3880.8 |  |  | DC5V
112200570 | E40H6-512-3-V-24 | 3880.8 |  |  | DC12-24V
112200571 | E40H6-512-3-V-5 | 3880.8 |  |  | DC5V
112200572 | E40H6-600-3-V-24 | 3880.8 |  |  | DC12-24V
112200573 | E40H6-600-3-V-5 | 3880.8 |  |  | DC5V
112200580 | E40H6-800-3-V-24 | 3880.8 |  |  | DC12-24V
112200581 | E40H6-800-3-V-5 | 3880.8 |  |  | DC5V
112200582 | E40H6-1024-3-V-24 | 3880.8 |  |  | DC12-24V
112200583 | E40H6-1024-3-V-5 | 3880.8 |  |  | DC5V
112200590 | E40H6-1200-3-V-24 | 3880.8 |  |  | DC12-24V
112200591 | E40H6-1200-3-V-5 | 3880.8 |  |  | DC5V
112200592 | E40HB6-1500-3-V-24 | 3880.8 |  |  | DC12-24V
112200593 | E40HB6-1500-3-V-5 | 3880.8 |  |  | DC5V
112200600 | E40H6-1500-3-V-24 | 3880.8 |  |  | DC12-24V
112200601 | E40H6-1500-3-V-5 | 3880.8 |  |  | DC5V
112200602 | E40H6-1800-3-V-24 | 3880.8 |  |  | DC12-24V
112200603 | E40H6-1800-3-V-5 | 3880.8 |  |  | DC5V
112200610 | E40H6-2000-3-V-24 | 4019.4 |  |  | DC12-24V
112200611 | E40H6-2000-3-V-5 | 4019.4 |  |  | DC5V
112200612 | E40H6-2048-3-V-24 | 4019.4 |  |  | DC12-24V
112200613 | E40H6-2048-3-V-5 | 4019.4 |  |  | DC5V
112200620 | E40H6-2500-3-V-24 | 4019.4 |  |  | DC12-24V
112200621 | E40H6-2500-3-V-5 | 4019.4 |  |  | DC5V
112200622 | E40H6-3000-3-V-24 | 4019.4 |  |  | DC12-24V
112200623 | E40H6-3000-3-V-5 | 4019.4 |  |  | DC5V
112200630 | E40H6-3600-3-V-24 | 4019.4 |  |  | DC12-24V
112200631 | E40H6-3600-3-V-5 | 4019.4 |  |  | DC5V
112200632 | E40HB6-3600-3-V-24 | 4019.4 |  |  | DC12-24V
112200633 | E40HB6-3600-3-V-5 | 4019.4 |  |  | DC5V
112200900 | E40H6-5000-3-V-24 | 5724.18 |  |  | DC12-24V
112200901 | E40H6-5000-3-V-5 | 5724.18 |  |  | DC5V
112200910 | E40HB6-5000-3-V-24 | 0 |  |  | DC12-24V
112200911 | E40HB6-5000-3-V-5 | 0 |  |  | DC5V
112200920 | E40H6-1-4-L-5 | 4158 |  |  | DC5V
112200922 | E40H6-2-4-L-5 | 4158 |  |  | DC5V
112200930 | E40H6-5-4-L-5 | 4158 |  |  | DC5V
112200932 | E40H6-10-6-L-5 | 4019.4 |  |  | DC5V
112200940 | E40H6-12-4-L-5 | 4158 |  |  | DC5V
112200950 | E40H6-20-6-L-5 | 4019.4 |  |  | DC5V
112200952 | E40H6-23-6-L-5 | 4019.4 |  |  | DC5V
112200960 | E40H6-25-6-L-6 | 4019.4 |  |  | DC5V
112200962 | E40H6-30-6-L-6 | 4019.4 |  |  | DC5V
112200970 | E40H6-35-6-L-6 | 4019.4 |  |  | DC5V
112200972 | E40H6-40-6-L-6 | 4019.4 |  |  | DC5V
112200980 | E40H6-45-6-L-6 | 4019.4 |  |  | DC5V
112200982 | E40H6-50-6-L-6 | 4019.4 |  |  | DC5V
112200990 | E40H6-75-6-L-6 | 4019.4 |  |  | DC5V
112201000 | E40H6-60-6-L-5 | 4019.4 |  |  | DC5V
112201001 | E40HB6-60-6-L-5 | 4019.4 |  |  | DC5V
112201010 | E40H6-100-6-L-5 | 4019.4 |  |  | DC5V
112201011 | E40HB6-100-6-L-5 | 4019.4 |  |  | DC5V
112201020 | E40H6-200-6-L-5 | 4019.4 |  |  | DC5V
112201021 | E40HB6-200-6-L-5 | 4019.4 |  |  | DC5V
112201030 | E40H6-360-6-L-5 | 4158 |  |  | DC5V
112201031 | E40HB6-360-6-L-5 | 4158 |  |  | DC5V
112201040 | E40H6-400-6-L-5 | 4158 |  |  | DC5V
112201041 | E40HB6-400-6-L-5 | 4158 |  |  | DC5V
112201050 | E40H6-500-6-L-5 | 4158 |  |  | DC5V
112201051 | E40HB6-500-6-L-5 | 4158 |  |  | DC5V
112201060 | E40H6-512-6-L-5 | 4158 |  |  | DC5V
112201061 | E40HB6-512-6-L-5 | 4158 |  |  | DC5V
112201070 | E40HB6-1000-6-L-5 | 4158 |  |  | DC5V
112201071 | E40H6-1000-6-L-5 | 4158 |  |  | DC5V
112201080 | E40H6-1024-6-L-5 | 4158 |  |  | DC5V
112201081 | E40HB6-1024-6-L-5 | 4158 |  |  | DC5V
112201090 | E40H6-1200-6-L-5 | 4158 |  |  | DC5V
112201091 | E40HB6-1200-6-L-5 | 4158 |  |  | DC5V
112201100 | E40H6-2000-6-L-5 | 4296.6 |  |  | DC5V
112201105 | E40HB6-2000-6-L-5 | 4296.6 |  |  | DC5V
112201110 | E40H6-2048-6-L-5 | 4296.6 |  |  | DC5V
112201111 | E40HB6-2048-6-L-5 | 4296.6 |  |  | DC5V
112201120 | E40H6-120-6-L-5 | 4019.4 |  |  | DC5V
112201130 | E40H6-150-6-L-5 | 4019.4 |  |  | DC5V
112201140 | E40H6-192-6-L-5 | 4019.4 |  |  | DC5V
112201150 | E40H6-240-6-L-5 | 4019.4 |  |  | DC5V
112201160 | E40H6-250-6-L-5 | 4019.4 |  |  | DC5V
112201162 | E40HB6-250-6-L-5 | 4019.4 |  |  | DC5V
112201170 | E40H6-300-6-L-5 | 4019.4 |  |  | DC5V
112201180 | E40H6-600-6-L-5 | 4158 |  |  | DC5V
112201182 | E40HB6-600-6-L-5 | 4158 |  |  | DC5V
112201190 | E40H6-800-6-L-5 | 4158 |  |  | DC5V
112201200 | E40H6-1500-6-L-5 | 4158 |  |  | DC5V
112201210 | E40H6-1800-6-L-5 | 4158 |  |  | DC5V
112201212 | E40HB6-1800-6-L-5 | 4158 |  |  | DC5V
112201220 | E40H6-2500-6-L-5 | 4296.6 |  |  | DC5V
112201222 | E40HB6-2500-6-L-5 | 4296.6 |  |  | DC5V
112201230 | E40H6-3000-6-L-5 | 4296.6 |  |  | DC5V
112201300 | E40H6-5000-6-L-5 | 6583.5 |  |  | DC5V
112201310 | E40HB6-5000-6-L-5 | 0 |  |  | DC5V
112201400 | E40H6-3600-6-L-5 | 4296.6 |  |  | DC5V
112201401 | E40H6-3600-6-L-5-C | 4643.1 |  |  | DC5V
112201402 | E40HB6-3600-6-L-5 | 4296.6 |  |  | DC5V
112201420 | E40H8-15-3-T-24 | 3465 |  |  | DC12-24V
112201500 | E40H8-60-3-N-24 | 3465 |  |  | DC12-24V
112201501 | E40HB8-60-3-N-24 | 3465 |  |  | DC12-24V
112201502 | E40H8-40-3-N-24 | 3465 |  |  | DC12-24V
112201503 | E40H8-60-3-N-5 | 3465 |  |  | DC5V
112201504 | E40HB8-60-3-N-5 | 3465 |  |  | DC5V
112201505 | E40H8-40-3-N-5 | 3465 |  |  | DC5V
112201506 | E40H8-50-3-N-24 | 3465 |  |  | DC12-24V
112201507 | E40H8-60-3-N-24-C | 3811.5 |  |  | DC12-24V
112201510 | E40H8-100-3-N-24 | 3465 |  |  | DC12-24V
112201511 | E40HB8-100-3-N-24 | 3465 |  |  | DC12-24V
112201512 | E40H8-120-3-N-24 | 3465 |  |  | DC12-24V
112201513 | E40HB8-120-3-N-24 | 3465 |  |  | DC12-24V
112201514 | E40H8-150-3-N-24 | 3465 |  |  | DC12-24V
112201515 | E40HB8-150-3-N-24 | 3465 |  |  | DC12-24V
112201517 | E40H8-100-3-N-24 | 0 |  |  | DC12-24V(5M)
112201518 | E40H8-100-3-N-24-C | 3811.5 |  |  | DC12-24V
112201520 | E40H8-200-3-N-24 | 3465 |  |  | DC12-24V
112201523 | E40H8-256-3-N-24 | 3465 |  |  | DC12-24V
112201524 | E40H8-256-2-N-24 | 0 |  |  | OPTION
112201525 | E40H8-25-3-N-24 | 3465 |  |  | DC12-24V
112201526 | E40HB8-200-3-N-24 | 3465 |  |  | DC12-24V
112201527 | E40HB8-256-3-N-24 | 3465 |  |  | DC12-24V
112201528 | E40H8-25-3-V-24 | 3465 |  |  | DC12-24V
112201530 | E40H8-360-3-N-24 | 3742.2 |  |  | DC12-24V
112201531 | E40HB8-360-3-N-24 | 3742.2 |  |  | DC12-24V
112201532 | E40H8-150-3-V-5 | 3465 |  |  | DC5V
112201533 | E40H8-360-3-N-5 | 3742.2 |  |  | DC5V
112201534 | E40HB8-360-3-N-5 | 3742.2 |  |  | DC5V
112201535 | E40HB8-360-3-N-24 | 3950.1 |  |  | DC12-24V(5M)
112201536 | E40H8-360-3-N-24 | 0 |  |  | DC12-24V(5M)
112201540 | E40H8-400-3-N-24 | 3742.2 |  |  | DC12-24V
112201541 | E40HB8-400-3-N-24 | 3742.2 |  |  | DC12-24V
112201542 | E40H8-300-3-N-24 | 3465 |  |  | DC12-24V
112201543 | E40H8-400-3-N-5 | 3742.2 |  |  | DC5V
112201544 | E40HB8-400-3-N-5 | 3742.2 |  |  | DC5V
112201545 | E40H8-300-3-N-5 | 3465 |  |  | DC5V
112201546 | E40H8-300-3-N-24-C | 3811.5 |  |  | DC12-24V
112201547 | E40HB8-300-3-N-24 | 3465 |  |  | DC12-24V
112201548 | E40H8-300-3-N-24 | 3672.9 |  |  | DC12-24V(5M)
112201550 | E40HB8-500-3-N-24 | 3742.2 |  |  | DC12-24V
112201551 | E40H8-500-3-N-24 | 3742.2 |  |  | DC12-24V
112201553 | E40HB8-500-3-N-5 | 3742.2 |  |  | DC5V
112201554 | E40H8-500-3-N-5 | 3742.2 |  |  | DC5V
112201555 | E40H8-500-3-N-24-C | 4088.7 |  |  | DC12-24V
112201560 | E40H8-512-3-N-24 | 3742.2 |  |  | DC12-24V
112201561 | E40HB8-512-3-N-24 | 3742.2 |  |  | DC12-24V
112201562 | E40H8-800-3-N-24 | 3742.2 |  |  | DC12-24V
112201563 | E40H8-512-3-N-5 | 3742.2 |  |  | DC5V
112201564 | E40HB8-512-3-N-5 | 3742.2 |  |  | DC5V
112201565 | E40H8-800-3-N-5 | 3742.2 |  |  | DC5V
112201566 | E40HB8-800-3-N-5 | 3742.2 |  |  | DC5V
112201567 | E40HB8-800-3-N-24 | 3742.2 |  |  | DC12-24V
112201570 | E40HB8-1000-3-N-24 | 3742.2 |  |  | DC12-24V
112201571 | E40H8-1000-2-N-24 | 3742.2 |  |  | DC12-24V
112201574 | E40H8-1000-3-N-24 | 0 |  |  | DC12-24V(5M)
112201576 | E40H8-1000-3-N-24 | 3742.2 |  |  | DC12-24V
112201577 | E40HB8-1000-3-N-5 | 3742.2 |  |  | DC5V
112201578 | E40H8-1000-3-N-5 | 3742.2 |  |  | DC5V
112201580 | E40H8-1024-3-N-24 | 3742.2 |  |  | DC12-24V
112201581 | E40HB8-1024-3-N-24 | 3742.2 |  |  | DC12-24V
112201582 | E40H8-1024-3-N-5 | 3742.2 |  |  | DC5V
112201583 | E40HB8-1024-3-N-5 | 3742.2 |  |  | DC5V
112201590 | E40H8-1200-3-N-24 | 3742.2 |  |  | DC12-24V
112201591 | E40HB8-1200-3-N-24 | 3742.2 |  |  | DC12-24V
112201592 | E40H8-1200-3-N-5 | 3742.2 |  |  | DC5V
112201593 | E40HB8-1200-3-N-5 | 3742.2 |  |  | DC5V
112201594 | E40HB8-1800-3-N-5 | 3742.2 |  |  | DC5V
112201596 | E40H8-1500-3-N-5 | 0 |  |  | DC5V
112201600 | E40H8-2000-3-N-24 | 3880.8 |  |  | DC12-24V
112201601 | E40H8-2000-2-N-24 | 3880.8 |  |  | DC12-24V
112201602 | E40H8-2000-3-N-5 | 3880.8 |  |  | DC5V
112201603 | E40H8-2000-2-N-5 | 3880.8 |  |  | DC5V
112201604 | E40H8-2000-3-N-24 | 0 |  |  | DC12-24V(3M)
112201605 | E40HB8-2000-3-N-24 | 3880.8 |  |  | DC12-24V
112201606 | E40HB8-2000-3-N-5 | 3880.8 |  |  | DC5V
112201610 | E40H8-2048-3-N-24 | 3880.8 |  |  | DC12-24V
112201611 | E40HB8-2048-3-N-24 | 3880.8 |  |  | DC12-24V
112201612 | E40H8-2048-3-N-5 | 3880.8 |  |  | DC5V
112201613 | E40HB8-2048-3-N-5 | 3880.8 |  |  | DC5V
112201620 | E40H8-600-3-N-24 | 3742.2 |  |  | DC12-24V
112201621 | E40HB8-600-3-N-24 | 3742.2 |  |  | DC12-24V
112201622 | E40H8-600-3-N-5 | 3742.2 |  |  | DC5V
112201623 | E40HB8-600-3-N-5 | 3742.2 |  |  | DC5V
112201630 | E40H8-2500-3-N-24 | 3880.8 |  |  | DC12-24V
112201631 | E40H8-3000-3-N-24 | 3880.8 |  |  | DC12-24V
112201632 | E40H8-2500-3-N-5 | 3880.8 |  |  | DC5V
112201633 | E40H8-3000-3-N-5 | 3880.8 |  |  | DC5V
112201634 | E40HB8-2500-3-N-24 | 3880.8 |  |  | DC12-24V
112201640 | E40HB8-3600-3-N-24 | 3880.8 |  |  | DC12-24V
112201641 | E40H8-3600-3-N-24 | 3880.8 |  |  | DC12-24V
112201642 | E40HB8-3600-3-N-5 | 3880.8 |  |  | DC5V
112201643 | E40H8-3600-3-N-5 | 3880.8 |  |  | DC5V
112201644 | E40H8-3600-3-N-5 | 0 |  |  | DC5V(5M)
112201645 | E40H8-3600-3-N-24-C | 4227.3 |  |  | DC12-24V
112201646 | E40H8-3600-3-N-5-C | 4227.3 |  |  | DC5V
112201650 | E40H5-1000-3-N-24 | 0 |  |  | ДЪ·ОїЙјЗ(ЁЄ5)
112201700 | E40H8-360-3-N-24-C | 3742.2 |  |  | DC12-24V
112201800 | E40H8-5000-3-T-24 | 5273.73 |  |  | DC12-24V
112201801 | E40H8-5000-3-T-5 | 5273.73 |  |  | DC5V
112201810 | E40HB8-5000-3-T-24 | 0 |  |  | DC12-24V
112201811 | E40HB8-5000-3-T-5 | 0 |  |  | DC5V
112201900 | E40H8-5000-3-N-24 | 5273.73 |  |  | DC12-24V
112201901 | E40H8-5000-3-N-5 | 5273.73 |  |  | DC5V
112201910 | E40HB8-5000-3-N-24 | 0 |  |  | DC12-24V
112201911 | E40HB8-5000-3-N-5 | 0 |  |  | DC5V
112202000 | E40H8-200-3-V-5 | 3465 |  |  | DC5V
112202001 | E40H8-60-3-V-5 | 3465 |  |  | DC5V
112202010 | E40H8-60-3-V-24 | 3465 |  |  | DC12-24V
112202011 | E40H8-30-3-V-5 | 3465 |  |  | DC5V
112202012 | E40H8-30-3-V-24 | 3465 |  |  | DC12-24V
112202022 | E40H8-100-3-V-5 | 3465 |  |  | DC5V
112202024 | E40H8-200-3-V-24 | 3465 |  |  | DC12-24V
112202025 | E40H8-100-3-V-24 | 3465 |  |  | DC12-24V
112202026 | E40H8-100-3-V-24-C | 3811.5 |  |  | DC12-24V
112202027 | E40HB8-100-3-V-24 | 3465 |  |  | DC12-24V
112202030 | E40HB8-360-3-V-24 | 3742.2 |  |  | DC12-24V
112202031 | E40H8-360-3-V-24 | 3742.2 |  |  | DC12-24V
112202032 | E40H8-360-3-V-5 | 3742.2 |  |  | DC5V
112202033 | E40HB8-360-3-V-5 | 0 |  |  | DC5V(JV ёЮµр)
112202034 | E40H8-360-3-V-5 | 0 |  |  | DC5V(JV ёЮµр)
112202035 | E40HB8-360-3-V-5 | 3742.2 |  |  | DC5V
112202040 | E40H8-400-3-V-24 | 3742.2 |  |  | DC12-24V
112202041 | E40H8-400-3-V-5 | 3742.2 |  |  | DC5V
112202050 | E40H8-1000-3-V-24 | 3742.2 |  |  | DC12-24V
112202061 | E40H8-1024-3-V-5 | 3742.2 |  |  | DC5V
112202063 | E40HB8-1024-3-V-24 | 3742.2 |  |  | DC12-24V
112202065 | E40HB8-1200-3-V-24 | 3742.2 |  |  | DC12-24V
112202070 | E40HB8-2000-3-V-24 | 3880.8 |  |  | DC12-24V
112202072 | E40H8-2000-3-V-5 | 3880.8 |  |  | DC5V
112202073 | E40H8-2000-3-V-24 | 3880.8 |  |  | DC12-24V
112202081 | E40H8-3600-3-V-24 | 3880.8 |  |  | DC12-24V
112202082 | E40H8-3600-3-V-5 | 3880.8 |  |  | DC5V
112202083 | E40HB8-3600-3-V-5 | 3880.8 |  |  | DC5V
112202084 | E40HB8-3600-3-V-24 | 3880.8 |  |  | DC12-24V
112202085 | E40H8-3600-3-V-5-C | 4227.3 |  |  | DC5V
112202090 | E40H8-1024-3-V-24 | 3742.2 |  |  | DC12-24V
112202091 | E40H8-1000-3-V-5 | 3742.2 |  |  | DC5V
112202092 | E40HB8-1000-3-V-5 | 3742.2 |  |  | DC5V
112202110 | E40H8-500-3-V-24 | 3742.2 |  |  | DC12-24V
112202111 | E40H8-600-3-V-5 | 3742.2 |  |  | DC5V
112202112 | E40H8-500-3-V-5 | 3742.2 |  |  | DC5V
112202113 | E40HB8-500-3-V-5 | 3742.2 |  |  | DC5V
112202114 | E40H8-600-3-V-24 | 3742.2 |  |  | DC12-24V
112202115 | E40HB8-500-3-V-24 | 3742.2 |  |  | DC12-24V
112202116 | E40HB8-600-3-V-24 | 0 |  |  | DC12-24V
112202120 | E40H8-1-2-V-24 | 3465 |  |  | DC12-24V
112202121 | E40H8-2-2-V-24 | 3465 |  |  | DC12-24V
112202122 | E40H8-1-2-V-5 | 3465 |  |  | DC5V
112202123 | E40H8-2-2-V-5 | 3465 |  |  | DC5V
112202130 | E40H8-5-2-V-24 | 3465 |  |  | DC12-24V
112202131 | E40H8-10-3-V-24 | 3465 |  |  | DC12-24V
112202132 | E40H8-5-2-V-5 | 3465 |  |  | DC5V
112202133 | E40H8-10-3-V-5 | 3465 |  |  | DC5V
112202140 | E40H8-12-2-V-24 | 3465 |  |  | DC12-24V
112202141 | E40H8-15-3-V-24 | 3465 |  |  | DC12-24V
112202142 | E40H8-12-2-V-5 | 3465 |  |  | DC5V
112202143 | E40H8-15-3-V-5 | 3465 |  |  | DC5V
112202150 | E40H8-20-3-V-24 | 3465 |  |  | DC12-24V
112202151 | E40H8-23-3-V-24 | 3465 |  |  | DC12-24V
112202152 | E40H8-20-3-V-5 | 3465 |  |  | DC5V
112202153 | E40H8-23-3-V-5 | 3465 |  |  | DC5V
112202161 | E40H8-35-3-V-24 | 3465 |  |  | DC12-24V
112202163 | E40H8-35-3-V-5 | 3465 |  |  | DC5V
112202170 | E40H8-40-3-V-24 | 3465 |  |  | DC12-24V
112202171 | E40H8-45-3-V-24 | 3465 |  |  | DC12-24V
112202172 | E40H8-40-3-V-5 | 3465 |  |  | DC5V
112202173 | E40H8-45-3-V-5 | 3465 |  |  | DC5V
112202180 | E40H8-50-3-V-24 | 3465 |  |  | DC12-24V
112202181 | E40H8-75-3-V-24 | 3465 |  |  | DC12-24V
112202182 | E40H8-50-3-V-5 | 3465 |  |  | DC5V
112202183 | E40H8-75-3-V-5 | 3465 |  |  | DC5V
112202190 | E40H8-120-3-V-24 | 3465 |  |  | DC12-24V
112202191 | E40H8-150-3-V-24 | 3465 |  |  | DC12-24V
112202192 | E40H8-120-3-V-5 | 3465 |  |  | DC5V
112202200 | E40H8-192-3-V-24 | 3465 |  |  | DC12-24V
112202202 | E40H8-192-3-V-5 | 3465 |  |  | DC5V
112202210 | E40H8-240-3-V-24 | 3465 |  |  | DC12-24V
112202211 | E40H8-250-3-V-24 | 3465 |  |  | DC12-24V
112202212 | E40H8-240-3-V-5 | 3465 |  |  | DC5V
112202213 | E40H8-250-3-V-5 | 3465 |  |  | DC5V
112202220 | E40H8-256-3-V-24 | 3465 |  |  | DC12-24V
112202221 | E40H8-300-3-V-24 | 3465 |  |  | DC12-24V
112202222 | E40H8-256-3-V-5 | 3465 |  |  | DC5V
112202223 | E40H8-300-3-V-5 | 3465 |  |  | DC5V
112202224 | E40HB8-256-3-V-5 | 3742.2 |  |  | DC5V
112202230 | E40H8-512-3-V-24 | 3742.2 |  |  | DC12-24V
112202231 | E40H8-800-3-V-24 | 3742.2 |  |  | DC12-24V
112202232 | E40H8-512-3-V-5 | 3742.2 |  |  | DC5V
112202233 | E40H8-800-3-V-5 | 3742.2 |  |  | DC5V
112202240 | E40H8-1200-3-V-24 | 3742.2 |  |  | DC12-24V
112202241 | E40H8-1500-3-V-24 | 3742.2 |  |  | DC12-24V
112202242 | E40H8-1200-3-V-5 | 3742.2 |  |  | DC5V
112202243 | E40H8-1500-3-V-5 | 3742.2 |  |  | DC5V
112202250 | E40H8-1800-3-V-24 | 3742.2 |  |  | DC12-24V
112202251 | E40H8-2048-3-V-24 | 3880.8 |  |  | DC12-24V
112202252 | E40H8-1800-3-V-5 | 3742.2 |  |  | DC5V
112202253 | E40H8-2048-3-V-5 | 3880.8 |  |  | DC5V
112202254 | E40HB8-1800-3-V-5 | 3742.2 |  |  | DC5V
112202260 | E40H8-2500-3-V-24 | 3880.8 |  |  | DC12-24V
112202261 | E40H8-3000-3-V-24 | 3880.8 |  |  | DC12-24V
112202262 | E40H8-2500-3-V-5 | 3880.8 |  |  | DC5V
112202263 | E40H8-3000-3-V-5 | 3880.8 |  |  | DC5V
112202400 | E40H8-5000-3-V-24 | 5273.73 |  |  | DC12-24V
112202401 | E40H8-5000-3-V-5 | 5273.73 |  |  | DC5V
112202402 | E40H8-5000-3-V-5-C | 5620.23 |  |  | DC5V
112202410 | E40HB8-5000-3-V-24 | 0 |  |  | DC12-24V
112202411 | E40HB8-5000-3-V-5 | 0 |  |  | DC5V
112202420 | E40H8-1-4-L-5 | 3811.5 |  |  | DC5V
112202421 | E40H8-2-4-L-5 | 3811.5 |  |  | DC5V
112202430 | E40H8-5-4-L-5 | 3811.5 |  |  | DC5V
112202431 | E40H8-10-6-L-5 | 3880.8 |  |  | DC5V
112202440 | E40H8-12-4-L-5 | 3811.5 |  |  | DC5V
112202441 | E40H8-15-6-L-5 | 3880.8 |  |  | DC5V
112202450 | E40H8-20-6-L-5 | 3880.8 |  |  | DC5V
112202451 | E40H8-23-6-L-5 | 3880.8 |  |  | DC5V
112202460 | E40H8-25-6-L-5 | 3880.8 |  |  | DC5V
112202461 | E40H8-30-6-L-5 | 3880.8 |  |  | DC5V
112202470 | E40H8-35-6-L-5 | 3880.8 |  |  | DC5V
112202471 | E40H8-40-6-L-5 | 3880.8 |  |  | DC5V
112202472 | E40HB8-40-6-L-5 | 3880.8 |  |  | DC5V
112202480 | E40H8-45-6-L-5 | 3880.8 |  |  | DC5V
112202481 | E40H8-50-6-L-5 | 3880.8 |  |  | DC5V
112202482 | E40HB8-50-6-L-5 | 3880.8 |  |  | DC5V
112202500 | E40H8-60-6-L-5 | 3880.8 |  |  | DC5V
112202501 | E40HB8-60-6-L-5 | 3880.8 |  |  | DC5V
112202510 | E40H8-100-6-L-5 | 3880.8 |  |  | DC5V
112202511 | E40HB8-100-6-L-5 | 3880.8 |  |  | DC5V
112202520 | E40H8-200-6-L-5 | 3880.8 |  |  | DC5V
112202521 | E40HB8-200-6-L-5 | 3880.8 |  |  | DC5V
112202530 | E40H8-360-6-L-5 | 4019.4 |  |  | DC5V
112202531 | E40HB8-360-6-L-5 | 4019.4 |  |  | DC5V
112202532 | E40H8-360-6-L-5 | 4088.7 |  |  | DC5V(3M)
112202540 | E40H8-400-6-L-5 | 4019.4 |  |  | DC5V
112202541 | E40HB8-400-6-L-5 | 4019.4 |  |  | DC5V
112202542 | E40H8-400-6-L-5 | 4088.7 |  |  | DC5V(3M)
112202550 | E40H8-500-6-L-5 | 4019.4 |  |  | DC5V
112202551 | E40HB8-500-6-L-5 | 4019.4 |  |  | DC5V
112202560 | E40H8-512-6-L-5 | 4019.4 |  |  | DC5V
112202561 | E40HB8-512-6-L-5 | 4019.4 |  |  | DC5V
112202562 | E40H8-600-6-L-5 | 4019.4 |  |  | DC5V
112202563 | E40H8-800-6-L-5 | 4019.4 |  |  | DC5V
112202570 | E40H8-1000-6-L-5 | 4019.4 |  |  | DC5V
112202571 | E40HB8-1000-6-L-5 | 4019.4 |  |  | DC5V
112202573 | E40H8-1000-6-L-5-C | 4365.9 |  |  | DC5V
112202580 | E40H8-1024-6-L-5 | 4019.4 |  |  | DC5V
112202581 | E40HB8-1024-6-L-5 | 4019.4 |  |  | DC5V
112202582 | E40H8-1024-6-L-5-C | 4365.9 |  |  | DC5V
112202583 | E40HB8-1024-6-L-5-C | 4365.9 |  |  | DC5V
112202590 | E40H8-1200-6-L-5 | 4019.4 |  |  | DC5V
112202591 | E40HB8-1200-6-L-5 | 4019.4 |  |  | DC5V
112202600 | E40H8-2000-6-L-5 | 4158 |  |  | DC5V
112202605 | E40HB8-2000-6-L-5 | 4158 |  |  | DC5V
112202610 | E40H8-2048-6-L-5 | 4158 |  |  | DC5V
112202611 | E40HB8-2048-6-L-5 | 4158 |  |  | DC5V
112202612 | E40HB8-2048-6-L-5-C | 4504.5 |  |  | DC5V
112202615 | E40H8-2500-6-L-5 | 4158 |  |  | DC5V
112202616 | E40HB8-2500-6-L-5 | 4158 |  |  | DC5V
112202620 | E40H8-3000-6-L-5 | 4158 |  |  | DC5V
112202621 | E40HB8-3000-6-L-5 | 4158 |  |  | DC5V
112202630 | E40H8-3600-6-L-5 | 4158 |  |  | DC5V
112202631 | E40HB8-3600-6-L-5 | 4158 |  |  | DC5V
112202632 | E40HB8-5000-6-L-5-C | 0 |  |  | DC5V
112202641 | E40HB8-75-6-L-5 | 3880.8 |  |  | DC5V
112202650 | E40H8-120-6-L-5 | 3880.8 |  |  | DC5V
112202651 | E40HB8-120-6-L-5 | 3880.8 |  |  | DC5V
112202660 | E40H8-150-6-L-5 | 3880.8 |  |  | DC5V
112202661 | E40HB8-150-6-L-5 | 3880.8 |  |  | DC5V
112202670 | E40H8-192-6-L-5 | 3880.8 |  |  | DC5V
112202671 | E40HB8-192-6-L-5 | 3880.8 |  |  | DC5V
112202675 | E40H8-200-6-L-5-C | 4227.3 |  |  | DC5V
112202680 | E40H8-240-6-L-5 | 3880.8 |  |  | DC5V
112202681 | E40HB8-240-6-L-5 | 3880.8 |  |  | DC5V
112202690 | E40H8-250-6-L-5 | 3880.8 |  |  | DC5V
112202691 | E40HB8-250-6-L-5 | 3880.8 |  |  | DC5V
112202700 | E40H8-256-6-L-5 | 3880.8 |  |  | DC5V
112202701 | E40HB8-256-6-L-5 | 3880.8 |  |  | DC5V
112202710 | E40H8-300-6-L-5 | 3880.8 |  |  | DC5V
112202711 | E40HB8-300-6-L-5 | 3880.8 |  |  | DC5V
112202721 | E40HB8-800-6-L-5 | 4019.4 |  |  | DC5V
112202730 | E40H8-1500-6-L-5 | 4019.4 |  |  | DC5V
112202731 | E40HB8-1500-6-L-5 | 4019.4 |  |  | DC5V
112202740 | E40H8-1800-6-L-5 | 4019.4 |  |  | DC5V
112202741 | E40HB8-1800-6-L-5 | 4019.4 |  |  | DC5V
112202752 | E40HB12-40-6-L-5-C | 4365.9 |  |  | DC5V
112202900 | E40H8-5000-6-L-5 | 6133.05 |  |  | DC5V
112202910 | E40HB8-5000-6-L-5 | 6133.05 |  |  | DC5V
112203000 | E40HB10-60-3-N-24 | 3742.2 |  |  | DC12-24V
112203001 | E40H10-25-3-N-24 | 3742.2 |  |  | DC12-24V
112203002 | E40HB10-25-3-N-24 | 3742.2 |  |  | DC12-24V
112203003 | E40H10-60-3-N-24 | 3742.2 |  |  | DC12-24V
112203004 | E40H10-25-3-N-5 | 3742.2 |  |  | DC5V
112203005 | E40H10-60-3-N-5 | 3742.2 |  |  | DC5V
112203006 | E40HB10-60-3-N-24-C | 4088.7 |  |  | DC12-24V
112203010 | E40H10-100-3-N-24 | 3742.2 |  |  | DC12-24V
112203011 | E40HB10-100-3-N-24 | 3742.2 |  |  | DC12-24V
112203012 | E40H10-100-3-N-5 | 3742.2 |  |  | DC5V
112203020 | E40H10-200-3-N-24 | 3742.2 |  |  | DC12-24V
112203021 | E40HB10-200-3-N-24 | 3742.2 |  |  | DC12-24V
112203022 | E40H10-200-3-N-5 | 3742.2 |  |  | DC5V
112203030 | E40H10-360-3-N-24 | 3880.8 |  |  | DC12-24V
112203031 | E40HB10-360-3-N-24 | 3880.8 |  |  | DC12-24V
112203032 | E40H10-360-3-N-24 | 3880.8 |  |  | DC12-24V(5M)
112203033 | E40H10-360-3-N-5 | 3880.8 |  |  | DC5V
112203034 | E40HB10-360-3-N-5 | 3880.8 |  |  | DC5V
112203035 | E40HB10-360-3-N-24 | 3950.1 |  |  | DC12-24V(3M)
112203040 | E40H10-400-3-N-24 | 3880.8 |  |  | DC12-24V
112203041 | E40HB10-400-3-N-24 | 3880.8 |  |  | DC12-24V
112203042 | E40H10-400-3-N-5 | 3880.8 |  |  | DC5V
112203050 | E40H10-500-3-N-24 | 3880.8 |  |  | DC12-24V
112203051 | E40HB10-500-3-N-24 | 3880.8 |  |  | DC12-24V
112203052 | E40H10-500-3-V-24 | 3880.8 |  |  | DC12-24V
112203053 | E40H10-500-3-N-5 | 3880.8 |  |  | DC5V
112203054 | E40HB10-500-3-V-5 | 3880.8 |  |  | DC5V
112203060 | E40H10-512-3-N-24 | 3880.8 |  |  | DC12-24V
112203061 | E40HB10-512-3-N-24 | 3880.8 |  |  | DC12-24V
112203062 | E40H10-512-3-N-5 | 3880.8 |  |  | DC5V
112203070 | E40H10-600-3-N-24 | 3880.8 |  |  | DC12-24V
112203071 | E40HB10-600-3-N-24 | 3880.8 |  |  | DC12-24V
112203072 | E40H10-600-3-N-5 | 3880.8 |  |  | DC5V
112203080 | E40H10-1000-3-N-24 | 3880.8 |  |  | DC12-24V
112203081 | E40HB10-1000-3-N-24 | 3880.8 |  |  | DC12-24V
112203083 | E40H10-1000-3-N-5 | 3880.8 |  |  | DC5V
112203084 | E40HB10-1000-3-N-24-C | 4227.3 |  |  | DC12-24V
112203090 | E40H10-1024-3-N-24 | 3880.8 |  |  | DC12-24V
112203091 | E40HB10-1024-3-N-24 | 3880.8 |  |  | DC12-24V
112203092 | E40H10-1024-3-N-5 | 3880.8 |  |  | DC5V
112203100 | E40H10-1200-3-N-24 | 3880.8 |  |  | DC12-24V
112203101 | E40HB10-1200-3-N-24 | 3880.8 |  |  | DC12-24V
112203102 | E40H10-1200-3-N-5 | 3880.8 |  |  | DC5V
112203105 | E40HB10-1800-3-N-5 | 3880.8 |  |  | DC5V
112203110 | E40H10-2000-3-N-24 | 4019.4 |  |  | DC12-24V
112203115 | E40HB10-2000-3-N-24 | 4019.4 |  |  | DC12-24V
112203116 | E40H10-2000-3-N-5 | 4019.4 |  |  | DC5V
112203120 | E40H10-2048-3-N-24 | 4019.4 |  |  | DC12-24V
112203121 | E40HB10-2048-3-N-24 | 4019.4 |  |  | DC12-24V
112203122 | E40H10-2048-3-N-5 | 4019.4 |  |  | DC5V
112203130 | E40H10-3600-3-N-24 | 4019.4 |  |  | DC12-24V
112203131 | E40H10-3600-3-N-5 | 4019.4 |  |  | DC5V
112203150 | E40H10-1-2-N-24 | 3811.5 |  |  | DC12-24V
112203151 | E40H10-1-2-N-5 | 3811.5 |  |  | DC5V
112203152 | E40H10-2-2-N-24 | 3811.5 |  |  | DC12-24V
112203153 | E40H10-2-2-N-5 | 3811.5 |  |  | DC5V
112203161 | E40H10-5-2-N-5 | 3811.5 |  |  | DC5V
112203162 | E40H10-10-3-N-24 | 3742.2 |  |  | DC12-24V
112203163 | E40H10-10-3-N-5 | 3742.2 |  |  | DC5V
112203164 | E40HB10-5-2-N-24 | 3742.2 |  |  | DC12-24V
112203165 | E40HB10-10-3-N-24 | 3742.2 |  |  | DC12-24V
112203170 | E40H10-12-2-N-24 | 3742.2 |  |  | DC12-24V
112203171 | E40H10-12-2-N-5 | 3742.2 |  |  | DC5V
112203173 | E40H10-15-3-N-5 | 3742.2 |  |  | DC5V
112203180 | E40H10-20-3-N-24 | 3742.2 |  |  | DC12-24V
112203181 | E40H10-20-3-N-5 | 3742.2 |  |  | DC5V
112203182 | E40H10-23-3-N-24 | 3742.2 |  |  | DC12-24V
112203183 | E40H10-23-3-N-5 | 3742.2 |  |  | DC5V
112203190 | E40H10-30-3-N-24 | 3742.2 |  |  | DC12-24V
112203191 | E40H10-30-3-N-5 | 3742.2 |  |  | DC5V
112203192 | E40H10-35-3-N-24 | 3742.2 |  |  | DC12-24V
112203193 | E40H10-35-3-N-5 | 3742.2 |  |  | DC5V
112203200 | E40H10-45-3-N-24 | 3742.2 |  |  | DC12-24V
112203201 | E40H10-45-3-N-5 | 3742.2 |  |  | DC5V
112203202 | E40H10-45-3-N-24 | 0 |  |  | DC12-24V(10M)
112203211 | E40H10-50-3-N-5 | 3742.2 |  |  | DC5V
112203212 | E40H10-75-3-N-24 | 3742.2 |  |  | DC12-24V
112203213 | E40H10-75-3-N-5 | 3742.2 |  |  | DC5V
112203214 | E40HB10-50-3-N-24 | 3742.2 |  |  | DC12-24V
112203220 | E40H10-120-3-N-24 | 3742.2 |  |  | DC12-24V
112203221 | E40H10-120-3-N-5 | 3742.2 |  |  | DC5V
112203223 | E40H10-150-3-N-5 | 3742.2 |  |  | DC5V
112203224 | E40H10-150-3-N-24 | 0 |  |  | DC12-24V(10M)
112203225 | E40HB10-150-3-N-24 | 3742.2 |  |  | DC12-24V
112203226 | E40H10-150-3-N-24 | 3811.5 |  |  | DC12-24V(3M)
112203230 | E40H10-192-3-N-24 | 3742.2 |  |  | DC12-24V
112203231 | E40H10-192-3-N-5 | 3742.2 |  |  | DC5V
112203232 | E40H10-240-3-N-24 | 3742.2 |  |  | DC12-24V
112203233 | E40H10-240-3-N-5 | 3742.2 |  |  | DC5V
112203240 | E40H10-250-3-N-5 | 3742.2 |  |  | DC12-24V
112203241 | E40H10-250-3-T-5 | 3742.2 |  |  | DC5V
112203242 | E40H10-256-3-N-24 | 3742.2 |  |  | DC12-24V
112203243 | E40H10-256-3-N-5 | 3742.2 |  |  | DC5V
112203250 | E40H10-300-3-N-24 | 3742.2 |  |  | DC12-24V
112203251 | E40H10-300-3-N-5 | 3742.2 |  |  | DC5V
112203252 | E40H10-800-3-N-24 | 3880.8 |  |  | DC12-24V
112203253 | E40H10-800-3-N-5 | 3880.8 |  |  | DC5V
112203254 | E40H10-300-3-N-24-C | 4088.7 |  |  | DC12-24V
112203260 | E40H10-1500-3-N-24 | 3880.8 |  |  | DC12-24V
112203261 | E40H10-1500-3-N-5 | 3880.8 |  |  | DC5V
112203262 | E40H10-1800-3-N-24 | 3880.8 |  |  | DC12-24V
112203263 | E40H10-1800-3-N-5 | 3880.8 |  |  | DC5V
112203270 | E40H10-2500-3-N-24 | 4019.4 |  |  | DC12-24V
112203271 | E40H10-2500-3-N-5 | 4019.4 |  |  | DC5V
112203272 | E40H10-3000-3-N-24 | 4019.4 |  |  | DC12-24V
112203273 | E40H10-3000-3-N-5 | 4019.4 |  |  | DC5V
112203274 | E40HB10-2500-3-N-24 | 4019.4 |  |  | DC12-24V
112203300 | E40H10-5000-3-T-24 | 5724.18 |  |  | DC12-24V
112203301 | E40H10-5000-3-T-5 | 5724.18 |  |  | DC5V
112203310 | E40HB10-5000-3-T-24 | 5724.18 |  |  | DC12-24V
112203311 | E40HB10-5000-3-T-5 | 5724.18 |  |  | DC5V
112203312 | E40HB10-3600-3-N-24 | 4019.4 |  |  | DC12-24V
112203400 | E40H10-5000-3-N-24 | 5724.18 |  |  | DC12-24V
112203401 | E40H10-5000-3-N-5 | 5724.18 |  |  | DC5V
112203410 | E40HB10-5000-3-N-24 | 5724.18 |  |  | DC12-24V
112203411 | E40HB10-5000-3-N-5 | 5724.18 |  |  | DC5V
112203500 | E40H10-512-3-V-5 | 3880.8 |  |  | DC5V
112203501 | E40H10-1000-3-V-5 | 3880.8 |  |  | DC5V
112203502 | E40H10-512-3-V-24 | 3880.8 |  |  | DC12-24V
112203503 | E40HB10-1000-3-V-5 | 3880.8 |  |  | DC5V
112203504 | E40HB10-512-3-V-24-C | 4227.3 |  |  | DC12-24V
112203505 | E40HB10-512-3-V-24 | 3880.8 |  |  | DC12-24V
112203510 | E40H10-1024-3-V-5 | 3880.8 |  |  | DC5V
112203511 | E40HB10-1024-3-V-24 | 3880.8 |  |  | DC12-24V
112203520 | E40H10-600-3-V-24 | 3880.8 |  |  | DC12-24V
112203522 | E40H10-1024-3-V-24 | 3880.8 |  |  | DC12-24V
112203523 | E40H10-1200-3-V-24 | 3880.8 |  |  | DC12-24V
112203524 | E40H10-2000-3-V-24 | 4019.4 |  |  | DC12-24V
112203525 | E40H10-2048-3-V-24 | 4019.4 |  |  | DC12-24V
112203526 | E40H10-1000-3-V-24 | 3880.8 |  |  | DC12-24V
112203527 | E40H10-2048-3-V-5 | 4019.4 |  |  | DC5V
112203530 | E40H10-360-3-V-24 | 3880.8 |  |  | DC12-24V
112203531 | E40H10-360-3-V-5 | 3880.8 |  |  | DC5V
112203540 | E40H10-25-3-V-5 | 3742.2 |  |  | DC5V
112203541 | E40H10-60-3-V-5 | 3742.2 |  |  | DC5V
112203542 | E40H10-25-3-V-24 | 3742.2 |  |  | DC12-24V
112203543 | E40H10-5-2-V-24 | 3811.5 |  |  | DC12-24V
112203544 | E40H10-60-3-V-24 | 3742.2 |  |  | DC12-24V
112203545 | E40H10-5-2-V-5 | 3811.5 |  |  | DC5V
112203550 | E40H10-100-3-V-5 | 3742.2 |  |  | DC5V
112203560 | E40H10-100-3-V-24 | 3742.2 |  |  | DC12-24V
112203570 | E40H10-200-3-V-24 | 3742.2 |  |  | DC12-24V
112203571 | E40H10-200-3-V-5 | 3742.2 |  |  | DC5V
112203580 | E40H10-50-3-V-24 | 3742.2 |  |  | DC12-24V
112203581 | E40H10-50-3-V-5 | 3742.2 |  |  | DC5V
112203590 | E40H10-1-2-V-24 | 3811.5 |  |  | DC12-24V
112203591 | E40H10-1-2-V-5 | 3811.5 |  |  | DC5V
112203600 | E40H10-2-2-V-24 | 3811.5 |  |  | DC12-24V
112203601 | E40H10-2-2-V-5 | 3811.5 |  |  | DC5V
112203620 | E40H10-10-3-V-24 | 3742.2 |  |  | DC12-24V
112203621 | E40H10-10-3-V-5 | 3742.2 |  |  | DC5V
112203630 | E40H10-12-2-V-24 | 3811.5 |  |  | DC12-24V
112203631 | E40H10-12-2-V-5 | 3811.5 |  |  | DC5V
112203640 | E40H10-15-3-V-24 | 3742.2 |  |  | DC12-24V
112203641 | E40H10-15-3-V-5 | 3742.2 |  |  | DC5V
112203650 | E40H10-20-3-V-24 | 3742.2 |  |  | DC12-24V
112203651 | E40H10-20-3-V-5 | 3742.2 |  |  | DC5V
112203660 | E40H10-23-3-V-24 | 3742.2 |  |  | DC12-24V
112203661 | E40H10-23-3-V-5 | 3742.2 |  |  | DC5V
112203670 | E40H10-30-3-V-24 | 3742.2 |  |  | DC12-24V
112203671 | E40H10-30-3-V-5 | 3742.2 |  |  | DC5V
112203680 | E40H10-35-3-V-24 | 3742.2 |  |  | DC12-24V
112203681 | E40H10-35-3-V-5 | 3742.2 |  |  | DC5V
112203690 | E40H10-40-3-V-24 | 3742.2 |  |  | DC12-24V
112203691 | E40H10-40-3-V-5 | 3742.2 |  |  | DC5V
112203700 | E40H10-45-3-V-24 | 3742.2 |  |  | DC12-24V
112203701 | E40H10-45-3-V-5 | 3742.2 |  |  | DC5V
112203710 | E40H10-75-3-V-24 | 3742.2 |  |  | DC12-24V
112203711 | E40H10-75-3-V-5 | 3742.2 |  |  | DC5V
112203720 | E40H10-120-3-V-24 | 3742.2 |  |  | DC12-24V
112203721 | E40H10-120-3-V-5 | 3742.2 |  |  | DC5V
112203730 | E40H10-150-3-V-24 | 3742.2 |  |  | DC12-24V
112203731 | E40H10-150-3-V-5 | 3742.2 |  |  | DC5V
112203740 | E40H10-192-3-V-24 | 3742.2 |  |  | DC12-24V
112203741 | E40H10-192-3-V-5 | 3742.2 |  |  | DC5V
112203750 | E40H10-240-3-V-24 | 3742.2 |  |  | DC12-24V
112203751 | E40H10-240-3-V-5 | 3742.2 |  |  | DC5V
112203760 | E40H10-250-3-V-24 | 3742.2 |  |  | DC12-24V
112203761 | E40H10-250-3-V-5 | 3742.2 |  |  | DC5V
112203770 | E40H10-256-3-V-24 | 3742.2 |  |  | DC12-24V
112203771 | E40H10-256-3-V-5 | 3742.2 |  |  | DC5V
112203780 | E40H10-300-3-V-24 | 3742.2 |  |  | DC12-24V
112203781 | E40H10-300-3-V-5 | 3742.2 |  |  | DC5V
112203790 | E40H10-400-3-V-24 | 3880.8 |  |  | DC12-24V
112203791 | E40H10-400-3-V-5 | 3880.8 |  |  | DC5V
112203801 | E40H10-500-3-V-5 | 3880.8 |  |  | DC5V
112203810 | E40H10-800-3-V-24 | 3880.8 |  |  | DC12-24V
112203811 | E40H10-800-3-V-5 | 3880.8 |  |  | DC5V
112203820 | E40H10-1500-3-V-24 | 3880.8 |  |  | DC12-24V
112203821 | E40H10-1500-3-V-5 | 3880.8 |  |  | DC5V
112203830 | E40H10-1800-3-V-24 | 3880.8 |  |  | DC12-24V
112203831 | E40H10-1800-3-V-5 | 3880.8 |  |  | DC5V
112203840 | E40H10-2500-3-V-24 | 4019.4 |  |  | DC12-24V
112203841 | E40H10-2500-3-V-5 | 4019.4 |  |  | DC5V
112203850 | E40H10-3000-3-V-24 | 4019.4 |  |  | DC12-24V
112203851 | E40H10-3000-3-V-5 | 4019.4 |  |  | DC5V
112203860 | E40H10-3600-3-V-24 | 4019.4 |  |  | DC12-24V
112203861 | E40H10-3600-3-V-5 | 4019.4 |  |  | DC5V
112203900 | E40H10-5000-3-V-24 | 5724.18 |  |  | DC12-24V
112203901 | E40H10-5000-3-V-5 | 5724.18 |  |  | DC5V
112203910 | E40HB10-5000-3-V-24 | 5724.18 |  |  | DC12-24V
112203911 | E40HB10-5000-3-V-5 | 5724.18 |  |  | DC5V
112203990 | E40H10-40-6-L-5 | 4019.4 |  |  | DC5V
112204000 | E40H10-60-6-L-5 | 4019.4 |  |  | DC5V
112204001 | E40HB10-60-6-L-5 | 4019.4 |  |  | DC5V
112204010 | E40H10-100-6-L-5 | 4019.4 |  |  | DC5V
112204011 | E40HB10-100-6-L-5 | 4019.4 |  |  | DC5V
112204012 | E40H10-100-6-L-5-C | 4365.9 |  |  | DC5V
112204014 | E40H10-125-6-L-5 | 4019.4 |  |  | DC5V
112204020 | E40H10-200-6-L-5 | 4019.4 |  |  | DC5V
112204021 | E40HB10-200-6-L-5 | 4019.4 |  |  | DC5V
112204022 | E40H10-256-6-L-5 | 4019.4 |  |  | DC5V
112204030 | E40H10-360-6-L-5 | 4158 |  |  | DC5V
112204031 | E40HB10-360-6-L-5 | 4158 |  |  | DC5V
112204040 | E40H10-400-6-L-5 | 4158 |  |  | DC5V
112204041 | E40HB10-400-6-L-5 | 4158 |  |  | DC5V
112204050 | E40H10-500-6-L-5 | 4158 |  |  | DC5V
112204051 | E40HB10-500-6-L-5 | 4158 |  |  | DC5V
112204052 | E40H10-600-6-L-5 | 4158 |  |  | DC5V
112204053 | E40HB10-600-6-L-5 | 4158 |  |  | DC5V
112204054 | E40H10-800-6-L-5 | 4158 |  |  | DC5V
112204060 | E40H10-512-6-L-5 | 4158 |  |  | DC5V
112204061 | E40HB10-512-6-L-5 | 4158 |  |  | DC5V
112204070 | E40H10-1000-6-L-5 | 4158 |  |  | DC5V
112204071 | E40HB10-1000-6-L-5 | 4158 |  |  | DC5V
112204080 | E40H10-1024-6-L-5 | 4158 |  |  | DC5V
112204081 | E40HB10-1024-6-L-5 | 4158 |  |  | DC5V
112204082 | E40HB10-1024-6-L-5-C | 4504.5 |  |  | DC5V
112204083 | E40H10-1024-6-L-5-C | 4504.5 |  |  | DC5V
112204090 | E40H10-1200-6-L-5 | 4158 |  |  | DC5V
112204091 | E40HB10-1200-6-L-5 | 4158 |  |  | DC5V
112204092 | E40HB10-1500-6-L-5 | 4158 |  |  | DC5V
112204093 | E40H10-1500-6-L-5 | 4158 |  |  | DC5V
112204094 | E40H10-1800-6-L-5 | 4158 |  |  | DC5V
112204100 | E40H10-2000-6-L-5 | 4296.6 |  |  | DC5V
112204105 | E40HB10-2000-6-L-5 | 4296.6 |  |  | DC5V
112204110 | E40H10-2048-6-L-5 | 4296.6 |  |  | DC5V
112204111 | E40HB10-2048-6-L-5 | 4296.6 |  |  | DC5V
112204112 | E40H10-2500-6-L-5 | 4296.6 |  |  | DC5V
112204120 | E40H10-3600-6-L-5 | 4296.6 |  |  | DC5V
112204121 | E40HB10-3600-6-L-5 | 4296.6 |  |  | DC5V
112204130 | E40H10-1-4-L-5 | 4158 |  |  | DC5V
112204131 | E40HB10-1-4-L-5 | 4158 |  |  | DC5V
112204140 | E40H10-2-4-L-5 | 4158 |  |  | DC5V
112204141 | E40HB10-2-4-L-5 | 4158 |  |  | DC5V
112204150 | E40H10-5-4-L-5 | 4158 |  |  | DC5V
112204151 | E40HB10-5-4-L-5 | 4158 |  |  | DC5V
112204160 | E40H10-10-6-L-5 | 4019.4 |  |  | DC5V
112204161 | E40HB10-10-6-L-5 | 4019.4 |  |  | DC5V
112204170 | E40H10-12-4-L-5 | 4158 |  |  | DC5V
112204171 | E40HB10-12-4-L-5 | 4158 |  |  | DC5V
112204180 | E40H10-15-6-L-5 | 0 |  |  | DC5V
112204181 | E40HB10-15-6-L-5 | 0 |  |  | DC5V
112204190 | E40H10-20-6-L-5 | 0 |  |  | DC5V
112204191 | E40HB10-20-6-L-5 | 0 |  |  | DC5V
112204200 | E40H10-23-5-L-5 | 0 |  |  | DC5V
112204201 | E40HB10-23-5-L-5 | 0 |  |  | DC5V
112204210 | E40H10-25-6-L-5 | 0 |  |  | DC5V
112204211 | E40HB10-25-6-L-5 | 0 |  |  | DC5V
112204220 | E40H10-30-6-L-5 | 0 |  |  | DC5V
112204221 | E40HB10-30-6-L-5 | 0 |  |  | DC5V
112204230 | E40H10-35-6-L-5 | 0 |  |  | DC5V
112204231 | E40HB10-35-6-L-5 | 0 |  |  | DC5V
112204240 | E40H10-40-6-L-5-C | 0 |  |  | DC5V
112204241 | E40HB10-40-6-L-5 | 0 |  |  | DC5V
112204250 | E40H10-45-6-L-5 | 0 |  |  | DC5V
112204251 | E40HB10-45-6-L-5 | 0 |  |  | DC5V
112204260 | E40H10-50-6-L-5 | 0 |  |  | DC5V
112204261 | E40HB10-50-6-L-5 | 0 |  |  | DC5V
112204270 | E40H10-75-6-L-5 | 0 |  |  | DC5V
112204271 | E40HB10-75-6-L-5 | 0 |  |  | DC5V
112204280 | E40H10-120-6-L-5 | 0 |  |  | DC5V
112204281 | E40HB10-120-6-L-5 | 0 |  |  | DC5V
112204290 | E40H10-150-65-L-5 | 0 |  |  | DC5V
112204291 | E40HB10-150-6-L-5 | 0 |  |  | DC5V
112204300 | E40H10-192-6-L-5 | 0 |  |  | DC5V
112204301 | E40HB10-192-6-L-5 | 0 |  |  | DC5V
112204310 | E40H10-240-6-L-5 | 0 |  |  | DC5V
112204311 | E40HB10-240-6-L-5 | 0 |  |  | DC5V
112204320 | E40H10-250-6-L-5 | 0 |  |  | DC5V
112204321 | E40HB10-250-6-L-5 | 0 |  |  | DC5V
112204330 | E40H10-256-6-L-5-C | 0 |  |  | DC5V
112204331 | E40HB10-256-6-L-5 | 0 |  |  | DC5V
112204340 | E40H10-300-6-L-5 | 0 |  |  | DC5V
112204341 | E40HB10-300-6-L-5 | 0 |  |  | DC5V
112204350 | E40H10-800-6-L-5-C | 0 |  |  | DC5V
112204351 | E40HB10-800-6-L-5 | 0 |  |  | DC5V
112204360 | E40H10-1500-6-L-5-C | 0 |  |  | DC5V
112204361 | E40HB10-1500-6-L-5-C | 0 |  |  | DC5V
112204370 | E40H10-1800-6-L-5-C | 0 |  |  | DC5V
112204371 | E40HB10-1800-6-L-5 | 0 |  |  | DC5V
112204380 | E40H10-2500-6-L-5-C | 0 |  |  | DC5V
112204381 | E40HB10-2500-6-L-5 | 0 |  |  | DC5V
112204382 | E40HB10-2500-6-L-5-C | 4643.1 |  |  | DC5V
112204390 | E40H10-3000-6-L-5 | 0 |  |  | DC5V
112204391 | E40HB10-3000-6-L-5 | 0 |  |  | DC5V
112204400 | E40H10-5000-6-L-5 | 6583.5 |  |  | DC5V
112204410 | E40HB10-5000-6-L-5 | 6583.5 |  |  | DC5V
112204411 | E40HB10-5000-6-L-5 | 0 |  |  | DC5V(5M)
112204500 | E40H12-5-2-N-24 | 3811.5 |  |  | DC12-24V
112204501 | E40H12-1-2-N-24 | 3811.5 |  |  | DC12-24V
112204502 | E40H12-2-2-N-24 | 3811.5 |  |  | DC12-24V
112204503 | E40H12-10-3-N-24 | 3742.2 |  |  | DC12-24V
112204504 | E40H12-12-2-N-24 | 3811.5 |  |  | DC12-24V
112204505 | E40H12-15-3-N-24 | 3742.2 |  |  | DC12-24V
112204506 | E40H12-20-3-N-24 | 3742.2 |  |  | DC12-24V
112204507 | E40H12-15-3-N-24-C | 4088.7 |  |  | DC12-24V
112204510 | E40H12-60-3-N-24 | 3742.2 |  |  | DC12-24V
112204511 | E40HB12-60-3-N-24 | 3742.2 |  |  | DC12-24V
112204512 | E40H12-50-3-N-24 | 3742.2 |  |  | DC12-24V
112204513 | E40H12-25-3-N-24 | 3742.2 |  |  | DC12-24V
112204514 | E40H12-50-3-N-24 | 0 |  |  | DC12-24V(5M)
112204515 | E40H12-60-3-N-5 | 3742.2 |  |  | DC5V
112204516 | E40H12-25-3-N-5 | 3742.2 |  |  | DC5V
112204517 | E40H12-50-3-N-5 | 3742.2 |  |  | DC5V
112204518 | E40HB12-50-3-N-24 | 0 |  |  | DC12-24V(5M)
112204519 | E40HB12-50-3-N-24 | 3742.2 |  |  | DC12-24V
112204520 | E40H12-100-3-N-24 | 3742.2 |  |  | DC12-24V
112204521 | E40HB12-100-3-N-24 | 3742.2 |  |  | DC12-24V
112204522 | E40H12-150-3-N-24 | 3742.2 |  |  | DC12-24V
112204523 | E40H12-100-3-N-5 | 3742.2 |  |  | DC5V
112204524 | E40H12-150-3-N-5 | 3742.2 |  |  | DC5V
112204525 | E40H12-120-3-N-24 | 3742.2 |  |  | DC12-24V
112204526 | E40HB12-150-3-N-24 | 3742.2 |  |  | DC12-24V
112204527 | E40H12-192-3-N-24 | 3742.2 |  |  | DC12-24V
112204530 | E40H12-200-3-N-24 | 3742.2 |  |  | DC12-24V
112204531 | E40HB12-200-3-N-24 | 3742.2 |  |  | DC12-24V
112204532 | E40H12-200-3-N-24 | 0 |  |  | DC12-24V(LC-TEK)
112204533 | E40H12-200-3-N-5 | 3742.2 |  |  | DC5V
112204534 | E40H12-200-3-N-24 | 3811.5 |  |  | DC12-24V(3M)
112204535 | E40H12-250-3-N-24 | 3742.2 |  |  | DC12-24V
112204536 | E40H12-240-3-N-24 | 3742.2 |  |  | DC12-24V
112204537 | E40H12-250-3-N-24-C | 0 |  |  | DC12-24V
112204540 | E40H12-360-3-N-24 | 3880.8 |  |  | DC12-24V
112204541 | E40HB12-360-3-N-24 | 3880.8 |  |  | DC12-24V
112204542 | E40H12-250-3-N-5 | 3742.2 |  |  | DC5V
112204543 | E40H12-360-3-N-5 | 3880.8 |  |  | DC5V
112204550 | E40H12-400-3-N-24 | 3880.8 |  |  | DC12-24V
112204551 | E40HB12-400-3-N-24 | 3880.8 |  |  | DC12-24V
112204552 | E40H12-400-3-N-5 | 3880.8 |  |  | DC5V
112204560 | E40H12-500-3-N-24 | 3880.8 |  |  | DC12-24V
112204561 | E40HB12-500-3-N-24 | 3880.8 |  |  | DC12-24V
112204562 | E40H12-500-3-N-5 | 3880.8 |  |  | DC5V
112204570 | E40H12-512-3-N-24 | 3880.8 |  |  | DC12-24V
112204571 | E40HB12-512-3-N-24 | 3880.8 |  |  | DC12-24V
112204572 | E40H12-600-3-N-24 | 3880.8 |  |  | DC12-24V
112204573 | E40H12-800-3-N-24 | 3880.8 |  |  | DC12-24V
112204574 | E40H12-512-3-N-5 | 3880.8 |  |  | DC5V
112204575 | E40H12-600-3-N-5 | 3880.8 |  |  | DC5V
112204576 | E40H12-800-3-N-5 | 3880.8 |  |  | DC5V
112204580 | E40H12-1000-3-N-24 | 3880.8 |  |  | DC12-24V
112204581 | E40HB12-1000-3-N-24 | 3880.8 |  |  | DC12-24V
112204583 | E40H12-1000-3-N-5 | 3880.8 |  |  | DC5V
112204584 | E40HB12-1000-3-N-5 | 3880.8 |  |  | DC5V
112204585 | E40H12-1000-3-N-24-C | 4227.3 |  |  | DC12-24V
112204590 | E40H12-1024-3-N-24 | 3880.8 |  |  | DC12-24V
112204591 | E40HB12-1024-3-N-24 | 3880.8 |  |  | DC12-24V
112204592 | E40H12-1024-3-N-5 | 3880.8 |  |  | DC5V
112204593 | E40H12-1024-3-N-24 | 0 |  |  | 6802DD
112204594 | E40H12-1024-3-N-24-C | 4227.3 |  |  | DC12-24V
112204600 | E40H12-2000-3-N-24 | 4019.4 |  |  | DC12-24V
112204601 | E40H12-2000-3-N-5 | 4019.4 |  |  | DC5V
112204605 | E40HB12-2000-3-N-24 | 4019.4 |  |  | DC12-24V
112204606 | E40H12-2000-3-V-24 | 4019.4 |  |  | DC12-24V
112204607 | E40HB12-2000-3-V-24 | 4019.4 |  |  | DC12-24V
112204610 | E40H12-2048-3-N-24 | 4019.4 |  |  | DC12-24V
112204611 | E40HB12-2048-3-N-24 | 4019.4 |  |  | DC12-24V
112204612 | E40H12-2048-3-V-5 | 4019.4 |  |  | DC5V
112204613 | E40H12-2048-3-V-24 | 4019.4 |  |  | DC12-24V
112204614 | E40H12-2048-3-N-5 | 4019.4 |  |  | DC5V
112204615 | E40HB12-2048-3-N-5 | 4019.4 |  |  | DC5V
112204616 | E40H12-2048-3-N-24-C | 4365.9 |  |  | DC12-24V
112204620 | E40H12-300-3-N-24 | 3742.2 |  |  | DC12-24V
112204621 | E40HB12-300-3-N-24 | 3742.2 |  |  | DC12-24V
112204622 | E40HB12-300-3-N-5 | 3742.2 |  |  | DC5V
112204623 | E40H12-300-3-N-5 | 3742.2 |  |  | DC5V
112204630 | E40H12-3600-3-N-24 | 4019.4 |  |  | DC12-24V
112204631 | E40H12-3600-3-N-5 | 4019.4 |  |  | DC5V
112204632 | E40HB12-3600-3-N-5 | 4019.4 |  |  | DC5V
112204633 | E40H12-3600-3-N-5 | 0 |  |  | DC5V(5M)
112204634 | E40HB12-3600-3-N-24 | 4019.4 |  |  | DC12-24V
112204635 | E40H12-3600-3-N-24-C | 0 |  |  | DC12-24V
112204640 | E40HB12-20-3-N-24 | 3742.2 |  |  | DC12-24V
112204641 | E40HB12-20-3-N-5 | 3742.2 |  |  | DC5V
112204650 | E40HB12-23-3-N-24 | 3742.2 |  |  | DC12-24V
112204651 | E40HB12-23-3-N-5 | 3742.2 |  |  | DC5V
112204660 | E40HB12-30-3-N-24 | 3742.2 |  |  | DC12-24V
112204661 | E40HB12-30-3-N-5 | 3742.2 |  |  | DC5V
112204670 | E40HB12-40-3-N-24 | 3742.2 |  |  | DC12-24V
112204671 | E40HB12-40-3-N-5 | 3742.2 |  |  | DC5V
112204680 | E40HB12-45-3-N-24 | 3742.2 |  |  | DC12-24V
112204681 | E40HB12-45-3-N-5 | 3742.2 |  |  | DC5V
112204690 | E40HB12-75-3-N-24 | 3742.2 |  |  | DC12-24V
112204691 | E40HB12-75-3-N-5 | 3742.2 |  |  | DC5V
112204700 | E40HB12-120-3-N-24 | 3742.2 |  |  | DC12-24V
112204701 | E40HB12-120-3-N-5 | 3742.2 |  |  | DC5V
112204710 | E40HB12-192-3-N-24 | 3742.2 |  |  | DC12-24V
112204711 | E40HB12-192-3-N-5 | 3742.2 |  |  | DC5V
112204720 | E40HB12-240-3-N-24 | 3742.2 |  |  | DC12-24V
112204721 | E40HB12-240-3-N-5 | 3742.2 |  |  | DC5V
112204730 | E40HB12-256-3-N-24 | 3742.2 |  |  | DC12-24V
112204731 | E40HB12-256-3-N-5 | 3742.2 |  |  | DC5V
112204740 | E40HB12-1200-3-N-24 | 3880.8 |  |  | DC12-24V
112204741 | E40HB12-1200-3-N-5 | 3880.8 |  |  | DC5V
112204750 | E40HB12-1500-3-N-24 | 3880.8 |  |  | DC12-24V
112204751 | E40HB12-1500-3-N-5 | 3880.8 |  |  | DC5V
112204760 | E40HB12-1800-3-N-24 | 3880.8 |  |  | DC12-24V
112204761 | E40HB12-1800-3-N-5 | 3880.8 |  |  | DC5V
112204770 | E40HB12-2500-3-N-24 | 4019.4 |  |  | DC12-24V
112204771 | E40HB12-2500-3-N-5 | 4019.4 |  |  | DC5V
112204780 | E40HB12-3000-3-N-24 | 4019.4 |  |  | DC12-24V
112204781 | E40HB12-3000-3-N-5 | 4019.4 |  |  | DC5V
112204782 | E40HB12-3000-3-N-24-C | 4365.9 |  |  | DC12-24V
112204800 | E40H12-5000-3-T-24 | 5724.18 |  |  | DC12-24V
112204801 | E40H12-5000-3-T-5 | 5724.18 |  |  | DC5V
112204810 | E40HB12-5000-3-T-24 | 0 |  |  | DC12-24V
112204811 | E40HB12-5000-3-T-5 | 0 |  |  | DC5V
112204900 | E40H12-5000-3-N-24 | 5724.18 |  |  | DC12-24V
112204901 | E40H12-5000-3-N-5 | 5724.18 |  |  | DC5V
112204910 | E40HB12-5000-3-N-24 | 0 |  |  | DC12-24V
112204911 | E40HB12-5000-3-N-5 | 0 |  |  | DC5V
112205000 | E40H12-500-3-V-5 | 3880.8 |  |  | DC5V
112205002 | E40H12-500-3-V-24 | 3880.8 |  |  | DC12-24V
112205003 | E40H12-600-3-V-5 | 3880.8 |  |  | DC5V
112205005 | E40H12-600-3-V-24 | 3880.8 |  |  | DC12-24V
112205007 | E40HB12-200-3-V-24 | 3742.2 |  |  | DC12-24V
112205011 | E40H12-60-3-V-24 | 3742.2 |  |  | DC12-24V
112205013 | E40H12-200-3-V-24 | 3742.2 |  |  | DC12-24V
112205015 | E40H12-60-3-V-5 | 3742.2 |  |  | DC5V
112205016 | E40H12-200-3-V-5 | 3742.2 |  |  | DC5V
112205017 | E40H12-60-3-V-24 | 4296.6 |  |  | DC12-24V(10M)
112205019 | E40H12-360-3-V-5 | 3880.8 |  |  | DC5V
112205021 | E40HB12-360-3-V-24 | 3880.8 |  |  | DC12-24V
112205031 | E40H12-1024-3-V-24 | 3880.8 |  |  | DC12-24V
112205033 | E40HB12-1024-3-V-24 | 3880.8 |  |  | DC12-24V
112205034 | E40H12-1024-3-V-5 | 3880.8 |  |  | DC5V
112205050 | E40H12-360-3-V-24 | 3880.8 |  |  | DC12-24V
112205060 | E40H12-2000-3-V-5 | 4019.4 |  |  | DC5V
112205070 | E40H12-25-3-V-24 | 3742.2 |  |  | DC12-24V
112205071 | E40HB12-1-2-V-24 | 3811.5 |  |  | DC12-24V
112205072 | E40H12-50-3-V-24 | 3742.2 |  |  | DC12-24V
112205073 | E40H12-25-3-V-5 | 3742.2 |  |  | DC5V
112205074 | E40HB12-1-2-V-5 | 3811.5 |  |  | DC5V
112205075 | E40H12-50-3-V-5 | 3742.2 |  |  | DC5V
112205081 | E40H12-100-3-V-24 | 3742.2 |  |  | DC12-24V
112205082 | E40H12-100-3-V-5 | 3742.2 |  |  | DC5V
112205083 | E40HB12-100-3-V-5-C | 4088.7 |  |  | DC5V
112205084 | E40HB12-100-3-V-24 | 3742.2 |  |  | DC12-24V
112205091 | E40H12-1000-3-V-5 | 3880.8 |  |  | DC5V
112205092 | E40H12-1000-3-V-24 | 3880.8 |  |  | DC12-24V
112205093 | E40HB12-1000-3-V-24 | 3880.8 |  |  | DC12-24V
112205100 | E40H12-400-3-V-24 | 3880.8 |  |  | DC12-24V
112205101 | E40H12-400-3-V-5 | 3880.8 |  |  | DC5V
112205110 | E40H12-300-3-V-24 | 3742.2 |  |  | DC12-24V
112205111 | E40H12-300-3-V-5 | 3742.2 |  |  | DC5V
112205112 | E40HB12-300-3-V-5 | 3742.2 |  |  | DC5V
112205113 | E40HB12-300-3-V-24 | 3742.2 |  |  | DC12-24V
112205120 | E40H12-20-3-V-24 | 3742.2 |  |  | DC12-24V
112205121 | E40H12-20-3-V-5 | 3742.2 |  |  | DC5V
112205130 | E40H12-2-2-V-24 | 3811.5 |  |  | DC12-24V
112205131 | E40H12-2-2-V-5 | 3811.5 |  |  | DC5V
112205140 | E40H12-5-2-V-24 | 3811.5 |  |  | DC12-24V
112205141 | E40H12-5-2-V-5 | 3811.5 |  |  | DC5V
112205150 | E40H12-10-3-V-24 | 3742.2 |  |  | DC12-24V
112205151 | E40H12-10-3-V-5 | 3742.2 |  |  | DC5V
112205160 | E40H12-12-2-V-24 | 3742.2 |  |  | DC12-24V
112205161 | E40H12-12-2-V-5 | 3742.2 |  |  | DC5V
112205170 | E40H12-15-3-V-24 | 3742.2 |  |  | DC12-24V
112205171 | E40H12-15-3-V-5 | 3742.2 |  |  | DC5V
112205180 | E40H12-23-3-V-24 | 3742.2 |  |  | DC12-24V
112205181 | E40H12-23-3-V-5 | 3742.2 |  |  | DC5V
112205190 | E40H12-30-3-V-24 | 3742.2 |  |  | DC12-24V
112205191 | E40H12-30-3-V-5 | 3742.2 |  |  | DC5V
112205200 | E40H12-35-3-V-24 | 3742.2 |  |  | DC12-24V
112205201 | E40H12-35-3-V-5 | 3742.2 |  |  | DC5V
112205210 | E40H12-40-3-V-24 | 3742.2 |  |  | DC12-24V
112205211 | E40H12-40-3-V-5 | 3742.2 |  |  | DC5V
112205220 | E40H12-45-3-V-24 | 3742.2 |  |  | DC12-24V
112205221 | E40H12-45-3-V-5 | 3742.2 |  |  | DC5V
112205230 | E40H12-75-3-V-24 | 3742.2 |  |  | DC12-24V
112205231 | E40H12-75-3-V-5 | 3742.2 |  |  | DC5V
112205240 | E40H12-120-3-V-24 | 3742.2 |  |  | DC12-24V
112205241 | E40H12-120-3-V-5 | 3742.2 |  |  | DC5V
112205250 | E40H12-150-3-V-24 | 3742.2 |  |  | DC12-24V
112205251 | E40H12-150-3-V-5 | 3742.2 |  |  | DC5V
112205260 | E40H12-192-3-V-24 | 3742.2 |  |  | DC12-24V
112205261 | E40H12-192-3-V-5 | 3742.2 |  |  | DC5V
112205270 | E40H12-240-3-V-24 | 3742.2 |  |  | DC12-24V
112205271 | E40H12-240-3-V-5 | 3742.2 |  |  | DC5V
112205280 | E40H12-250-3-V-24 | 3742.2 |  |  | DC12-24V
112205281 | E40H12-250-3-V-5 | 3742.2 |  |  | DC5V
112205290 | E40H12-256-3-V-24 | 3742.2 |  |  | DC12-24V
112205291 | E40H12-256-3-V-5 | 3742.2 |  |  | DC5V
112205300 | E40H12-512-3-V-24 | 3880.8 |  |  | DC12-24V
112205301 | E40H12-512-3-V-5 | 3880.8 |  |  | DC5V
112205310 | E40H12-800-3-V-24 | 3880.8 |  |  | DC12-24V
112205311 | E40H12-800-3-V-5 | 3880.8 |  |  | DC5V
112205330 | E40H12-1200-3-V-24 | 3880.8 |  |  | DC12-24V
112205331 | E40H12-1200-3-V-5 | 3880.8 |  |  | DC5V
112205340 | E40H12-1500-3-V-24 | 3880.8 |  |  | DC12-24V
112205341 | E40H12-1500-3-V-5 | 3880.8 |  |  | DC5V
112205350 | E40H12-1800-3-V-24 | 3880.8 |  |  | DC12-24V
112205351 | E40H12-1800-3-V-5 | 3880.8 |  |  | DC5V
112205370 | E40H12-2500-3-V-24 | 4019.4 |  |  | DC12-24V
112205371 | E40H12-2500-3-V-5 | 4019.4 |  |  | DC5V
112205380 | E40H12-3000-3-V-24 | 4019.4 |  |  | DC12-24V
112205381 | E40H12-3000-3-V-5 | 4019.4 |  |  | DC5V
112205390 | E40H12-3600-3-V-5 | 4019.4 |  |  | DC5V
112205400 | E40H12-5000-3-V-24 | 5724.18 |  |  | DC12-24V
112205401 | E40H12-5000-3-V-5 | 5724.18 |  |  | DC5V
112205402 | E40H12-5000-3-V-5 | 5724.18 |  |  | 5VDC(SHAFT SUS)
112205403 | E40H12-5000-3-V-24-C | 6070.68 |  |  | DC12-24V
112205410 | E40HB12-5000-3-V-24 | 5724.18 |  |  | DC12-24V
112205411 | E40HB12-5000-3-V-5 | 5724.18 |  |  | DC5V
112205500 | E40H12-60-6-L-5 | 4019.4 |  |  | DC5V
112205501 | E40HB12-60-6-L-5 | 4019.4 |  |  | DC5V
112205502 | E40H12-60-6-L-5 | 0 |  |  | 6802DD
112205510 | E40H12-100-6-L-5 | 4019.4 |  |  | DC5V
112205511 | E40HB12-100-6-L-5 | 4019.4 |  |  | DC5V
112205512 | E40H12-120-6-L-5 | 4019.4 |  |  | DC5V
112205513 | E40H12-100-6-L-5-C | 4365.9 |  |  | DC5V
112205514 | E40HB12-120-6-L-5-C | 4365.9 |  |  | DC5V
112205520 | E40H12-200-6-L-5 | 4019.4 |  |  | DC5V
112205521 | E40HB12-200-6-L-5 | 4019.4 |  |  | DC5V
112205522 | E40HB12-200-6-L-5 | 4296.6 |  |  | DC5V(6M)
112205523 | E40H12-200-6-L-5 | 4227.3 |  |  | DC5V(5M)
112205525 | E40HB12-250-6-L-5 | 4019.4 |  |  | DC5V
112205528 | E40HB12-300-6-L-5 | 4019.4 |  |  | DC5V
112205530 | E40H12-360-6-L-5 | 4158 |  |  | DC5V
112205531 | E40HB12-360-6-L-5 | 4158 |  |  | DC5V
112205540 | E40H12-400-6-L-5 | 4158 |  |  | DC5V
112205541 | E40HB12-400-6-L-5 | 4158 |  |  | DC5V
112205550 | E40H12-500-6-L-5 | 4158 |  |  | DC5V
112205551 | E40HB12-500-6-L-5 | 4158 |  |  | DC5V
112205560 | E40H12-512-6-L-5 | 4158 |  |  | DC5V
112205561 | E40HB12-512-6-L-5 | 4158 |  |  | DC5V
112205562 | E40H12-600-6-L-5 | 4158 |  |  | DC5V
112205563 | E40HB12-600-6-L-5 | 4158 |  |  | DC5V
112205570 | E40H12-1000-6-L-5 | 4158 |  |  | DC5V
112205571 | E40HB12-1000-6-L-5 | 4158 |  |  | DC5V
112205573 | E40HB12-1000-6-L-5 | 0 |  |  | DC5V(6M)
112205574 | E40H12-1000-6-L-5-C | 4504.5 |  |  | DC5V
112205580 | E40H12-1024-6-L-5 | 4158 |  |  | DC5V
112205581 | E40HB12-1024-6-L-5 | 4158 |  |  | DC5V
112205582 | E40H12-1024-6-L-5-C | 4504.5 |  |  | DC5V
112205583 | E40HB12-1024-6-L-5-C | 4504.5 |  |  | DC5V
112205584 | E40H12-1024-6-L-5 | 4365.9 |  |  | DC5V(5M)
112205590 | E40H12-2000-6-L-5 | 4296.6 |  |  | DC5V
112205595 | E40HB12-2000-6-L-5 | 4296.6 |  |  | DC5V
112205596 | E40HB12.7-2000-6-L-5 | 0 |  |  | DC5V(SHAFT OPTION)
112205597 | E40H12-1024-6-L-5 | 0 |  |  | 6802DD
112205598 | E40H12-1024-6-L-5 | 0 |  |  | 6802DD(5M)
112205600 | E40H12-2048-6-L-5 | 4296.6 |  |  | DC5V
112205601 | E40HB12-2048-6-L-5 | 4296.6 |  |  | DC5V
112205610 | E40H12-1200-6-L-5 | 4158 |  |  | DC5V
112205611 | E40HB12-1200-6-L-5 | 4158 |  |  | DC5V
112205620 | E40H12-2500-6-L-5 | 4296.6 |  |  | DC5V
112205623 | E40HB12-2500-6-L-5 | 4296.6 |  |  | DC5V
112205624 | E40HB12-2500-6-L-5-C | 4643.1 |  |  | DC5V
112205630 | E40H12-3600-6-L-5 | 4296.6 |  |  | DC5V
112205631 | E40HB12-3600-6-L-5 | 4296.6 |  |  | DC5V
112205632 | E40HB12-3600-6-L-5-C | 0 |  |  | DC5V
112205640 | E40H12-1-4-L-5 | 4158 |  |  | DC5V
112205650 | E40H12-2-4-L-5 | 4158 |  |  | DC5V
112205660 | E40H12-5-4-L-5 | 4158 |  |  | DC5V
112205670 | E40H12-10-4-L-5 | 0 |  |  | DC5V
112205680 | E40H12-12-4-L-5 | 4158 |  |  | DC5V
112205690 | E40H12-15-6-L-5 | 4019.4 |  |  | DC5V
112205700 | E40H12-20-6-L-5 | 4019.4 |  |  | DC5V
112205710 | E40H12-23-6-L-5 | 4019.4 |  |  | DC5V
112205720 | E40H12-25-6-L-5 | 4019.4 |  |  | DC5V
112205730 | E40H12-30-6-L-5 | 4019.4 |  |  | DC5V
112205740 | E40H12-35-6-L-5 | 4019.4 |  |  | DC5V
112205750 | E40H12-40-6-L-5 | 4019.4 |  |  | DC5V
112205751 | E40HB12-40-6-L-5 | 4019.4 |  |  | DC5V
112205760 | E40H12-45-6-L-5 | 4019.4 |  |  | DC5V
112205770 | E40H12-50-6-L-5 | 4019.4 |  |  | DC5V
112205780 | E40H12-75-6-L-5 | 4019.4 |  |  | DC5V
112205790 | E40H12-150-6-L-5 | 4019.4 |  |  | DC5V
112205800 | E40H12-192-6-L-5 | 4019.4 |  |  | DC5V
112205810 | E40H12-240-6-L-5 | 4019.4 |  |  | DC5V
112205820 | E40H12-250-6-L-5 | 4019.4 |  |  | DC5V
112205830 | E40H12-256-6-L-5 | 4019.4 |  |  | DC5V
112205840 | E40H12-300-6-L-5 | 4019.4 |  |  | DC5V
112205850 | E40H12-800-6-L-5 | 4158 |  |  | DC5V
112205860 | E40H12-1500-6-L-5 | 4158 |  |  | DC5V
112205870 | E40H12-1800-6-L-5 | 4158 |  |  | DC5V
112205880 | E40H12-3000-6-L-5 | 4296.6 |  |  | DC5V
112205900 | E40H12-5000-6-L-5 | 6583.5 |  |  | DC5V
112205910 | E40HB12-5000-6-L-5 | 0 |  |  | DC5V
112205911 | E40HB12-5000-6-L-5-C | 0 |  |  | DC5V
112206000 | E40H6-1-2-T-24 | 3811.5 |  |  | DC12-24V
112206001 | E40HB6-1-2-T-24 | 3811.5 |  |  | DC12-24V
112206010 | E40H6-2-2-T-24 | 3811.5 |  |  | DC12-24V
112206011 | E40HB6-2-2-T-24 | 3811.5 |  |  | DC12-24V
112206012 | E40H6-2-2-T-5 | 3811.5 |  |  | DC5V
112206020 | E40H6-5-2-T-24 | 3811.5 |  |  | DC12-24V
112206021 | E40HB6-5-2-T-24 | 3811.5 |  |  | DC12-24V
112206022 | E40H6-5-2-T-5 | 3811.5 |  |  | DC5V
112206030 | E40H6-10-3-T-24 | 3742.2 |  |  | DC12-24V
112206031 | E40HB6-10-3-T-24 | 3742.2 |  |  | DC12-24V
112206032 | E40H6-10-3-T-24-C | 4088.7 |  |  | DC12-24V
112206040 | E40H6-12-2-T-24 | 3811.5 |  |  | DC12-24V
112206041 | E40HB6-12-2-T-24 | 3811.5 |  |  | DC12-24V
112206050 | E40H6-15-3-T-24 | 3742.2 |  |  | DC12-24V
112206051 | E40HB6-15-3-T-24 | 3742.2 |  |  | DC12-24V
112206060 | E40H6-20-3-T-24 | 3742.2 |  |  | DC12-24V
112206061 | E40HB6-20-3-T-24 | 3742.2 |  |  | DC12-24V
112206070 | E40H6-23-3-T-24 | 3742.2 |  |  | DC12-24V
112206071 | E40HB6-23-3-T-24 | 3742.2 |  |  | DC12-24V
112206080 | E40H6-25-3-T-24 | 3742.2 |  |  | DC12-24V
112206081 | E40HB6-25-3-T-24 | 3742.2 |  |  | DC12-24V
112206090 | E40H6-30-3-T-24 | 3742.2 |  |  | DC12-24V
112206091 | E40HB6-30-3-T-24 | 3742.2 |  |  | DC12-24V
112206092 | E40H6-30-3-T-24-C | 4088.7 |  |  | DC12-24V
112206100 | E40H6-35-3-T-24 | 3742.2 |  |  | DC12-24V
112206101 | E40HB6-35-3-T-24 | 3742.2 |  |  | DC12-24V
112206110 | E40H6-40-3-T-24 | 3742.2 |  |  | DC12-24V
112206111 | E40HB6-40-3-T-24 | 3742.2 |  |  | DC12-24V
112206120 | E40H6-45-3-T-24 | 3742.2 |  |  | DC12-24V
112206121 | E40HB6-45-3-T-24 | 3742.2 |  |  | DC12-24V
112206130 | E40H6-50-3-T-24 | 3742.2 |  |  | DC12-24V
112206131 | E40HB6-50-3-T-24 | 3742.2 |  |  | DC12-24V
112206132 | E40H6-50-3-T-5-C | 4088.7 |  |  | DC5V
112206140 | E40H6-60-3-T-24 | 3742.2 |  |  | DC12-24V
112206141 | E40HB6-60-3-T-24 | 3742.2 |  |  | DC12-24V
112206150 | E40H6-75-3-T-24 | 3742.2 |  |  | DC12-24V
112206151 | E40HB6-75-3-T-24 | 3742.2 |  |  | DC12-24V
112206160 | E40H6-100-3-T-24 | 3742.2 |  |  | DC12-24V
112206161 | E40HB6-100-3-T-24 | 3742.2 |  |  | DC12-24V
112206162 | E40H6-100-3-T-5 | 3742.2 |  |  | DC5V
112206170 | E40H6-120-3-T-24 | 3742.2 |  |  | DC12-24V
112206171 | E40HB6-120-3-T-24 | 3742.2 |  |  | DC12-24V
112206180 | E40H6-150-3-T-24 | 3742.2 |  |  | DC12-24V
112206181 | E40HB6-150-3-T-24 | 3742.2 |  |  | DC12-24V
112206190 | E40H6-192-3-T-24 | 3742.2 |  |  | DC12-24V
112206191 | E40HB6-192-3-T-24 | 3742.2 |  |  | DC12-24V
112206200 | E40H6-200-3-T-24 | 3742.2 |  |  | DC12-24V
112206201 | E40HB6-200-3-T-24 | 3742.2 |  |  | DC12-24V
112206210 | E40H6-240-3-T-24 | 3742.2 |  |  | DC12-24V
112206211 | E40HB6-240-3-T-24 | 3742.2 |  |  | DC12-24V
112206212 | E40H6-240-3-T-5 | 3742.2 |  |  | DC5V
112206220 | E40H6-250-3-T-24 | 3742.2 |  |  | DC12-24V
112206221 | E40HB6-250-3-T-24 | 3742.2 |  |  | DC12-24V
112206230 | E40H6-256-3-T-24 | 3742.2 |  |  | DC12-24V
112206231 | E40HB6-256-3-T-24 | 3742.2 |  |  | DC12-24V
112206240 | E40H6-300-3-T-24 | 3742.2 |  |  | DC12-24V
112206241 | E40HB6-300-3-T-24 | 3742.2 |  |  | DC12-24V
112206250 | E40H6-360-3-T-24 | 3880.8 |  |  | DC12-24V
112206251 | E40HB6-360-3-T-24 | 3880.8 |  |  | DC12-24V
112206252 | E40H6-360-3-T-5 | 3880.8 |  |  | DC5V
112206253 | E40H6-360-3-T-5-C | 4227.3 |  |  | DC5V
112206260 | E40H6-400-3-T-24 | 3880.8 |  |  | DC12-24V
112206261 | E40HB6-400-3-T-24 | 3880.8 |  |  | DC12-24V
112206270 | E40H6-500-3-T-24 | 3880.8 |  |  | DC12-24V
112206271 | E40HB6-500-3-T-24 | 3880.8 |  |  | DC12-24V
112206272 | E40H6-500-3-T-5 | 3880.8 |  |  | DC5V
112206280 | E40H6-512-3-T-24 | 3880.8 |  |  | DC12-24V
112206281 | E40HB6-512-3-T-24 | 3880.8 |  |  | DC12-24V
112206290 | E40H6-600-3-T-24 | 3880.8 |  |  | DC12-24V
112206291 | E40HB6-600-3-T-24 | 3880.8 |  |  | DC12-24V
112206292 | E40HB6-800-3-T-5 | 3880.8 |  |  | DC5V
112206300 | E40H6-1000-3-T-24 | 3880.8 |  |  | DC12-24V
112206301 | E40HB6-1000-3-T-24 | 3880.8 |  |  | DC12-24V
112206302 | E40H6-1000-3-T-5 | 3880.8 |  |  | DC5V
112206303 | E40HB6-1000-3-T-5 | 3880.8 |  |  | DC5V
112206320 | E40H6-1200-3-T-24 | 3880.8 |  |  | DC12-24V
112206321 | E40HB6-1200-3-T-24 | 3880.8 |  |  | DC12-24V
112206330 | E40H6-2000-3-T-24 | 4019.4 |  |  | DC12-24V
112206331 | E40HB6-2000-3-T-24 | 4019.4 |  |  | DC12-24V
112206340 | E40H6-2048-3-T-24 | 4019.4 |  |  | DC12-24V
112206341 | E40HB6-2048-3-T-24 | 4019.4 |  |  | DC12-24V
112206350 | E40H6-2500-3-T-24 | 4019.4 |  |  | DC12-24V
112206351 | E40HB6-2500-3-T-24 | 4019.4 |  |  | DC12-24V
112206360 | E40H8-1-2-T-24 | 3465 |  |  | DC12-24V
112206361 | E40HB8-1-2-T-24 | 3465 |  |  | DC12-24V
112206362 | E40H8-1-2-N-24 | 3465 |  |  | DC12-24V
112206370 | E40H8-2-2-N-24 | 3465 |  |  | DC12-24V
112206371 | E40HB8-2-2-T-24 | 3465 |  |  | DC12-24V
112206380 | E40HB8-5-2-T-24 | 3465 |  |  | DC12-24V
112206381 | E40H8-5-2-N-24 | 3465 |  |  | DC12-24V
112206390 | E40H8-10-3-T-24 | 3465 |  |  | DC12-24V
112206391 | E40HB8-10-3-T-24 | 3465 |  |  | DC12-24V
112206392 | E40H8-10-3-N-24 | 3465 |  |  | DC12-24V
112206393 | E40HB8-10-3-N-24 | 3465 |  |  | DC12-24V
112206400 | E40H8-12-2-T-24 | 3465 |  |  | DC12-24V
112206401 | E40HB8-12-2-T-24 | 3465 |  |  | DC12-24V
112206402 | E40H8-12-2-N-24 | 3465 |  |  | DC12-24V
112206410 | E40HB8-15-3-T-24 | 3465 |  |  | DC12-24V
112206411 | E40H8-15-3-N-24 | 3465 |  |  | DC12-24V
112206412 | E40H8-15-3-N-5 | 3465 |  |  | DC5V
112206420 | E40H8-20-3-T-24 | 3465 |  |  | DC12-24V
112206421 | E40HB8-20-3-T-24 | 3465 |  |  | DC12-24V
112206422 | E40H8-20-3-N-24 | 3465 |  |  | DC12-24V
112206423 | E40H8-20-3-N-5 | 3465 |  |  | DC5V
112206430 | E40H8-23-3-T-24 | 3465 |  |  | DC12-24V
112206431 | E40HB8-23-3-T-24 | 3465 |  |  | DC12-24V
112206440 | E40H8-25-3-T-24 | 3465 |  |  | DC12-24V
112206441 | E40HB8-25-3-T-24 | 3465 |  |  | DC12-24V
112206442 | E40HB8-25-3-N-24 | 3465 |  |  | DC12-24V
112206443 | E40H8-25-3-T-24-C | 3811.5 |  |  | DC12-24V
112206450 | E40H8-30-3-T-24 | 3465 |  |  | DC12-24V
112206451 | E40HB8-30-3-T-24 | 3465 |  |  | DC12-24V
112206452 | E40H8-30-3-N-24 | 3465 |  |  | DC12-24V
112206453 | E40HB8-30-3-N-24 | 3465 |  |  | DC12-24V
112206460 | E40H8-35-3-T-24 | 3465 |  |  | DC12-24V
112206461 | E40HB8-35-3-T-24 | 3465 |  |  | DC12-24V
112206470 | E40H8-40-3-T-24 | 3465 |  |  | DC12-24V
112206471 | E40HB8-40-3-T-24 | 3465 |  |  | DC12-24V
112206480 | E40H8-45-3-T-24 | 3465 |  |  | DC12-24V
112206481 | E40HB8-45-3-T-24 | 3465 |  |  | DC12-24V
112206482 | E40H8-45-3-N-24 | 3465 |  |  | DC12-24V
112206490 | E40H8-50-3-T-24 | 3465 |  |  | DC12-24V
112206491 | E40HB8-50-3-T-24 | 3465 |  |  | DC12-24V
112206492 | E40HB8-50-3-N-24 | 3465 |  |  | DC12-24V
112206493 | E40H8-50-3-T-24 | 3672.9 |  |  | DC12-24V(5M)
112206494 | E40H8-50-3-T-24 | 0 |  |  | DC12-24V(8M)
112206495 | E40H8-50-3-T-24 | 0 |  |  | DC12-24V(10M)
112206496 | E40H8-50-3-T-24-C | 3811.5 |  |  | DC12-24V
112206500 | E40H8-60-3-T-24 | 3465 |  |  | DC12-24V
112206501 | E40HB8-60-3-T-24 | 3465 |  |  | DC12-24V
112206502 | E40H8-60-3-T-24-C | 3811.5 |  |  | DC12-24V
112206510 | E40H8-75-3-T-24 | 3465 |  |  | DC12-24V
112206511 | E40HB8-75-3-T-24 | 3465 |  |  | DC12-24V
112206512 | E40H8-75-3-N-24 | 3465 |  |  | DC12-24V
112206520 | E40HB8-100-3-T-24 | 3465 |  |  | DC12-24V
112206521 | E40H8-100-3-T-24 | 0 |  |  | DC12-24V(9M)
112206522 | E40H8-100-3-T-24 | 0 |  |  | DC12-24V(10M)
112206523 | E40HB8-100-3-T-5 | 3465 |  |  | DC5V
112206524 | E40H8-100-3-T-24-C | 3811.5 |  |  | DC12-24V
112206525 | E40H8-100-3-T-5-C | 3811.5 |  |  | DC5V
112206526 | E40HB8-100-3-T-24-C | 3811.5 |  |  | DC12-24V
112206530 | E40H8-120-3-T-24 | 3465 |  |  | DC12-24V
112206531 | E40HB8-120-3-T-24 | 3465 |  |  | DC12-24V
112206532 | E40H8-120-3-N-24 | 0 |  |  | DC12-24V(5M)
112206533 | E40HB8-125-3-T-24 | 3465 |  |  | DC12-24V
112206534 | E40HB8-120-3-T-5 | 3465 |  |  | DC5V
112206540 | E40H8-150-3-T-24 | 3465 |  |  | DC12-24V
112206541 | E40HB8-150-3-T-24 | 3465 |  |  | DC12-24V
112206550 | E40HB8-192-3-T-24 | 3465 |  |  | DC12-24V
112206551 | E40H8-192-3-N-24 | 3465 |  |  | DC12-24V
112206552 | E40H8-192-3-N-5 | 3465 |  |  | DC5V
112206560 | E40HB8-200-3-T-24 | 3465 |  |  | DC12-24V
112206561 | E40HB8-200-2-T-24 | 3465 |  |  | DC12-24V
112206562 | E40HB8-192-3-N-5 | 3465 |  |  | DC5V
112206570 | E40HB8-240-3-T-24 | 3465 |  |  | DC12-24V
112206571 | E40H8-240-3-N-24 | 3465 |  |  | DC12-24V
112206580 | E40H8-250-3-T-24 | 3465 |  |  | DC12-24V
112206581 | E40HB8-250-3-T-24 | 3465 |  |  | DC12-24V
112206582 | E40H8-250-3-N-5 | 3465 |  |  | DC5V
112206583 | E40HB8-250-3-N-24 | 3465 |  |  | DC12-24V
112206584 | E40H8-250-3-N-24 | 3465 |  |  | DC12-24V
112206585 | E40H8-250-3-T-5 | 0 |  |  | DC5V
112206590 | E40H8-256-3-T-24 | 3465 |  |  | DC12-24V
112206591 | E40HB8-256-3-T-24 | 3465 |  |  | DC12-24V
112206600 | E40H8-300-3-T-24 | 3465 |  |  | DC12-24V
112206601 | E40HB8-300-3-T-24 | 3465 |  |  | DC12-24V
112206602 | E40H8-300-3-T-5 | 3465 |  |  | DC5V
112206603 | E40H8-300-3-T-24 | 3880.8 |  |  | DC12-24V(8M)
112206604 | E40H8-300-3-T-24 | 0 |  |  | DC12-24V(10M)
112206610 | E40HB8-360-3-T-24 | 3742.2 |  |  | DC12-24V
112206611 | E40H8-360-3-T-24 | 3742.2 |  |  | DC12-24V
112206612 | E40H8-360-3-T-5 | 3742.2 |  |  | DC5V
112206613 | E40HB8-360-3-T-5 | 3742.2 |  |  | DC5V
112206614 | E40HB8-360-3-T-24-C | 4088.7 |  |  | DC12-24V
112206615 | E40H8-360-3-T-24-C | 4088.7 |  |  | DC12-24V
112206620 | E40H8-400-3-T-24 | 3742.2 |  |  | DC12-24V
112206621 | E40HB8-400-3-T-24 | 3742.2 |  |  | DC12-24V
112206622 | E40H8-400-3-T-5 | 3742.2 |  |  | DC5V
112206630 | E40HB8-500-3-T-24 | 3742.2 |  |  | DC12-24V
112206631 | E40H8-500-3-T-24 | 3742.2 |  |  | DC12-24V
112206632 | E40H8-500-3-T-5 | 3742.2 |  |  | DC5V
112206633 | E40HB8-500-3-T-5 | 3742.2 |  |  | DC5V
112206634 | E40H8-500-3-T-24-C | 4088.7 |  |  | DC12-24V
112206640 | E40H8-512-3-T-24 | 3742.2 |  |  | DC12-24V
112206641 | E40HB8-512-3-T-24 | 3742.2 |  |  | DC12-24V
112206642 | E40H8-512-3-T-5 | 3742.2 |  |  | DC5V
112206650 | E40H8-600-3-T-24 | 3742.2 |  |  | DC12-24V
112206651 | E40HB8-600-3-T-24 | 3742.2 |  |  | DC12-24V
112206652 | E40H8-600-3-T-5 | 3742.2 |  |  | DC5V
112206660 | E40HB8-1000-3-T-24 | 3742.2 |  |  | DC12-24V
112206661 | E40HB8-1000-3-T-24 | 3950.1 |  |  | DC12-24V(5M)
112206662 | E40HB8-1000-3-T-5 | 3742.2 |  |  | DC5V
112206663 | E40H8-1000-3-T-5 | 3742.2 |  |  | DC5V
112206670 | E40HB8-1024-3-T-24 | 3742.2 |  |  | DC12-24V
112206671 | E40H8-1024-3-T-24 | 3742.2 |  |  | DC12-24V
112206672 | E40H8-1024-3-T-5 | 3742.2 |  |  | DC5V
112206680 | E40H8-1200-3-T-24 | 3742.2 |  |  | DC12-24V
112206681 | E40HB8-1200-3-T-24 | 3742.2 |  |  | DC12-24V
112206682 | E40H8-1200-3-T-5 | 3742.2 |  |  | DC5V
112206690 | E40H8-2000-3-T-24 | 3880.8 |  |  | DC12-24V
112206691 | E40HB8-2000-3-T-24 | 3880.8 |  |  | DC12-24V
112206692 | E40HB8-2000-3-T-5 | 3880.8 |  |  | DC5V
112206693 | E40H8-2000-3-T-5 | 3880.8 |  |  | DC5V
112206700 | E40H8-2048-3-T-24 | 3880.8 |  |  | DC12-24V
112206701 | E40HB8-2048-3-T-24 | 3880.8 |  |  | DC12-24V
112206710 | E40H8-2500-3-T-24 | 3880.8 |  |  | DC12-24V
112206711 | E40HB8-2500-3-T-24 | 3880.8 |  |  | DC12-24V
112206712 | E40H8-2500-3-T-5 | 3880.8 |  |  | DC5V
112206720 | E40H10-1-2-T-24 | 3811.5 |  |  | DC12-24V
112206721 | E40HB10-1-2-T-24 | 3811.5 |  |  | DC12-24V
112206730 | E40H10-2-2-T-24 | 3811.5 |  |  | DC12-24V
112206731 | E40HB10-2-2-T-24 | 3811.5 |  |  | DC12-24V
112206740 | E40H10-5-2-N-24 | 3811.5 |  |  | DC12-24V
112206741 | E40HB10-5-2-T-24 | 3811.5 |  |  | DC12-24V
112206750 | E40H10-10-3-T-24 | 3742.2 |  |  | DC12-24V
112206751 | E40HB10-10-3-T-24 | 3742.2 |  |  | DC12-24V
112206760 | E40H10-12-2-T-24 | 3811.5 |  |  | DC12-24V
112206761 | E40HB10-12-2-T-24 | 3811.5 |  |  | DC12-24V
112206770 | E40HB10-15-3-T-24 | 3742.2 |  |  | DC12-24V
112206771 | E40H10-15-3-N-24 | 3742.2 |  |  | DC12-24V
112206772 | E40H10-15-3-T-24 | 3742.2 |  |  | DC12-24V
112206780 | E40H10-20-3-T-24 | 3742.2 |  |  | DC12-24V
112206781 | E40HB10-20-3-T-24 | 3742.2 |  |  | DC12-24V
112206790 | E40H10-23-3-T-24 | 3742.2 |  |  | DC12-24V
112206791 | E40HB10-23-3-T-24 | 3742.2 |  |  | DC12-24V
112206800 | E40H10-25-3-T-24 | 3742.2 |  |  | DC12-24V
112206801 | E40HB10-25-3-T-24 | 3742.2 |  |  | DC12-24V
112206810 | E40H10-30-3-T-24 | 3742.2 |  |  | DC12-24V
112206811 | E40HB10-30-3-T-24 | 3742.2 |  |  | DC12-24V
112206820 | E40H10-35-3-T-24 | 3742.2 |  |  | DC12-24V
112206821 | E40HB10-35-3-T-24 | 3742.2 |  |  | DC12-24V
112206830 | E40HB10-40-3-T-24 | 3742.2 |  |  | DC12-24V
112206831 | E40H10-40-3-N-24 | 3742.2 |  |  | DC12-24V
112206832 | E40H10-40-3-N-5 | 3742.2 |  |  | DC5V
112206840 | E40H10-45-3-T-24 | 3742.2 |  |  | DC12-24V
112206841 | E40HB10-45-3-T-24 | 3742.2 |  |  | DC12-24V
112206850 | E40HB10-50-3-T-24 | 3742.2 |  |  | DC12-24V
112206851 | E40H10-50-3-N-24 | 3742.2 |  |  | DC12-24V
112206852 | E40H10-50-3-T-24 | 3742.2 |  |  | DC12-24V
112206860 | E40H10-60-3-T-24 | 3742.2 |  |  | DC12-24V
112206861 | E40HB10-60-3-T-24 | 3742.2 |  |  | DC12-24V
112206870 | E40H10-75-3-T-24 | 3742.2 |  |  | DC12-24V
112206871 | E40HB10-75-3-T-24 | 3742.2 |  |  | DC12-24V
112206880 | E40H10-100-3-T-24 | 3742.2 |  |  | DC12-24V
112206881 | E40HB10-100-3-T-24 | 3742.2 |  |  | DC12-24V
112206882 | E40H10-100-3-T-5 | 3742.2 |  |  | DC5V
112206890 | E40H10-120-3-T-24 | 3742.2 |  |  | DC12-24V
112206891 | E40HB10-120-3-T-24 | 3742.2 |  |  | DC12-24V
112206892 | E40HB10-125-3-T-24 | 3742.2 |  |  | DC12-24V
112206900 | E40H10-150-3-T-24 | 3742.2 |  |  | DC12-24V
112206901 | E40HB10-150-3-T-24 | 3742.2 |  |  | DC12-24V
112206910 | E40H10-192-3-T-24 | 3742.2 |  |  | DC12-24V
112206911 | E40HB10-192-3-T-24 | 3742.2 |  |  | DC12-24V
112206920 | E40H10-200-3-T-24 | 3742.2 |  |  | DC12-24V
112206921 | E40HB10-200-3-T-24 | 3742.2 |  |  | DC12-24V
112206930 | E40H10-240-3-T-24 | 3742.2 |  |  | DC12-24V
112206931 | E40HB10-240-3-T-24 | 3742.2 |  |  | DC12-24V
112206940 | E40HB10-250-3-T-24 | 3742.2 |  |  | DC12-24V
112206941 | E40H10-250-3-N-24 | 3742.2 |  |  | DC12-24V
112206942 | E40H10-250-3-T-24 | 3742.2 |  |  | DC12-24V
112206950 | E40H10-256-3-T-24 | 3742.2 |  |  | DC12-24V
112206951 | E40HB10-256-3-T-24 | 3742.2 |  |  | DC12-24V
112206960 | E40H10-300-3-T-24 | 3742.2 |  |  | DC12-24V
112206961 | E40HB10-300-3-T-24 | 3742.2 |  |  | DC12-24V
112206962 | E40H10-300-3-T-5 | 3742.2 |  |  | DC5V
112206963 | E40H10-300-3-T-24 | 3950.1 |  |  | DC12-24V(5M)
112206970 | E40H10-360-3-T-24 | 3880.8 |  |  | DC12-24V
112206971 | E40HB10-360-3-T-24 | 3880.8 |  |  | DC12-24V
112206980 | E40H10-400-3-T-24 | 3880.8 |  |  | DC12-24V
112206981 | E40HB10-400-3-T-24 | 3880.8 |  |  | DC12-24V
112206990 | E40H10-500-3-T-24 | 3880.8 |  |  | DC12-24V
112206991 | E40HB10-500-3-T-24 | 3880.8 |  |  | DC12-24V
112206992 | E40H10-500-3-T-5 | 3880.8 |  |  | DC5V
112206993 | E40H10-500-3-T-24 | 4158 |  |  | DC12-24V(6M)
112207000 | E40H10-512-3-T-24 | 3880.8 |  |  | DC12-24V
112207001 | E40HB10-512-3-T-24 | 3880.8 |  |  | DC12-24V
112207010 | E40H10-600-3-T-24 | 3880.8 |  |  | DC12-24V
112207011 | E40HB10-600-3-T-24 | 3880.8 |  |  | DC12-24V
112207020 | E40H10-1000-3-T-24 | 3880.8 |  |  | DC12-24V
112207021 | E40HB10-1000-3-T-24 | 3880.8 |  |  | DC12-24V
112207023 | E40HB10-1000-3-T-5 | 3880.8 |  |  | DC5V
112207030 | E40H10-1024-3-T-24 | 3880.8 |  |  | DC12-24V
112207031 | E40HB10-1024-3-T-24 | 3880.8 |  |  | DC12-24V
112207040 | E40H10-1200-3-T-24 | 3880.8 |  |  | DC12-24V
112207041 | E40HB10-1200-3-T-24 | 3880.8 |  |  | DC12-24V
112207050 | E40H10-2000-3-T-24 | 4019.4 |  |  | DC12-24V
112207051 | E40HB10-2000-3-T-24 | 4019.4 |  |  | DC12-24V
112207060 | E40H10-2048-3-T-24 | 4019.4 |  |  | DC12-24V
112207061 | E40HB10-2048-3-T-24 | 4019.4 |  |  | DC12-24V
112207070 | E40H10-2500-3-T-24 | 4019.4 |  |  | DC12-24V
112207071 | E40HB10-2500-3-T-24 | 4019.4 |  |  | DC12-24V
112207080 | E40H12-1-2-T-24 | 3811.5 |  |  | DC12-24V
112207081 | E40HB12-1-2-T-24 | 3811.5 |  |  | DC12-24V
112207090 | E40H12-2-2-T-24 | 3811.5 |  |  | DC12-24V
112207091 | E40HB12-2-2-T-24 | 3811.5 |  |  | DC12-24V
112207100 | E40H12-5-2-T-24 | 3811.5 |  |  | DC12-24V
112207101 | E40HB12-5-2-T-24 | 3811.5 |  |  | DC12-24V
112207110 | E40H12-10-3-T-24 | 3742.2 |  |  | DC12-24V
112207111 | E40HB12-10-3-T-24 | 3742.2 |  |  | DC12-24V
112207112 | E40H12-10-2-V-5 | 3742.2 |  |  | DC5V
112207113 | E40HB12-10-3-N-24 | 3742.2 |  |  | DC12-24V
112207120 | E40H12-12-2-T-24 | 3811.5 |  |  | DC12-24V
112207121 | E40HB12-12-2-T-24 | 3811.5 |  |  | DC12-24V
112207130 | E40H12-15-3-T-24 | 3742.2 |  |  | DC12-24V
112207131 | E40HB12-15-3-T-24 | 3742.2 |  |  | DC12-24V
112207140 | E40H12-20-3-T-24 | 3742.2 |  |  | DC12-24V
112207141 | E40HB12-20-3-T-24 | 3742.2 |  |  | DC12-24V
112207142 | E40H12-20-3-T-5 | 3742.2 |  |  | DC5V
112207150 | E40H12-23-3-T-24 | 3742.2 |  |  | DC12-24V
112207151 | E40BH12-23-3-T-24 | 3742.2 |  |  | DC12-24V
112207160 | E40H12-25-3-T-24 | 3742.2 |  |  | DC12-24V
112207161 | E40HB12-25-3-T-24 | 3742.2 |  |  | DC12-24V
112207162 | E40HB12-25-3-N-24 | 3742.2 |  |  | DC12-24V
112207170 | E40H12-30-3-T-24 | 3742.2 |  |  | DC12-24V
112207171 | E40HB12-30-3-T-24 | 3742.2 |  |  | DC12-24V
112207172 | E40H12-30-3-N-24 | 3742.2 |  |  | DC12-24V
112207180 | E40H12-35-3-T-24 | 3742.2 |  |  | DC12-24V
112207181 | E40HB12-35-3-T-24 | 3742.2 |  |  | DC12-24V
112207190 | E40H12-40-3-T-24 | 3742.2 |  |  | DC12-24V
112207191 | E40HB12-40-3-T-24 | 3742.2 |  |  | DC12-24V
112207192 | E40H12-40-3-N-24 | 3742.2 |  |  | DC12-24V
112207193 | E40H12-40-3-N-5 | 3742.2 |  |  | DC5V
112207200 | E40H12-45-3-T-24 | 3742.2 |  |  | DC12-24V
112207201 | E40HB12-45-3-T-24 | 3742.2 |  |  | DC12-24V
112207210 | E40H12-50-3-T-24 | 3742.2 |  |  | DC12-24V
112207211 | E40HB12-50-3-T-24 | 3742.2 |  |  | DC12-24V
112207220 | E40H12-60-3-T-24 | 3742.2 |  |  | DC12-24V
112207221 | E40HB12-60-3-T-24 | 3742.2 |  |  | DC12-24V
112207222 | E40H12-60-3-N-24 | 0 |  |  | 6802DD
112207223 | E40H12-60-3-N-24 | 0 |  |  | 6802DD(5M)
112207230 | E40H12-75-3-T-24 | 3742.2 |  |  | DC12-24V
112207231 | E40HB12-75-3-T-24 | 3742.2 |  |  | DC12-24V
112207240 | E40HB12-100-3-T-24 | 3742.2 |  |  | DC12-24V
112207241 | E40HB12-100-3-T-5 | 3742.2 |  |  | DC5V
112207250 | E40H12-120-3-T-24 | 3742.2 |  |  | DC12-24V
112207251 | E40HB12-120-3-T-24 | 3742.2 |  |  | DC12-24V
112207260 | E40H12-150-3-T-24 | 3742.2 |  |  | DC12-24V
112207261 | E40HB12-150-3-T-24 | 3742.2 |  |  | DC12-24V
112207270 | E40HB12-192-3-T-24 | 3742.2 |  |  | DC12-24V
112207271 | E40HB12-192-2-T-24 | 3742.2 |  |  | DC12-24V
112207280 | E40HB12-200-3-T-24 | 3742.2 |  |  | DC12-24V
112207290 | E40HB12-240-3-T-24 | 3742.2 |  |  | DC12-24V
112207291 | E40HB12-240-3-T-5 | 3742.2 |  |  | DC5V
112207300 | E40HB12-250-3-T-24 | 3742.2 |  |  | DC12-24V
112207310 | E40HB12-256-3-T-24 | 3742.2 |  |  | DC12-24V
112207320 | E40HB12-300-3-T-24 | 3742.2 |  |  | DC12-24V
112207321 | E40HB12-300-3-T-5 | 3742.2 |  |  | DC5V
112207330 | E40HB12-360-3-T-24 | 3880.8 |  |  | DC12-24V
112207340 | E40HB12-400-3-T-24 | 3880.8 |  |  | DC12-24V
112207350 | E40HB12-500-3-T-24 | 3880.8 |  |  | DC12-24V
112207360 | E40HB12-512-3-T-24 | 3880.8 |  |  | DC12-24V
112207370 | E40HB12-600-3-T-24 | 3880.8 |  |  | DC12-24V
112207380 | E40HB12-1000-3-T-24 | 3880.8 |  |  | DC12-24V
112207390 | E40HB12-1024-3-T-24 | 3880.8 |  |  | DC12-24V
112207400 | E40HB12-1200-3-T-24 | 3880.8 |  |  | DC12-24V
112207410 | E40HB12-2000-3-T-24 | 4019.4 |  |  | DC12-24V
112207420 | E40HB12-2048-3-T-24 | 4019.4 |  |  | DC12-24V
112207430 | E40H12-2500-3-T-24 | 4019.4 |  |  | DC12-24V
112207431 | E40HB12-2500-3-T-24 | 4019.4 |  |  | DC12-24V
112207432 | E40H12-2500-3-T-5 | 4019.4 |  |  | DC5V
112207440 | E40H6-800-3-T-24 | 3880.8 |  |  | DC12-24V
112207441 | E40HB6-800-3-T-24 | 3880.8 |  |  | DC12-24V
112207450 | E40H6-1024-3-T-24 | 3880.8 |  |  | DC12-24V
112207451 | E40HB6-1024-3-T-24 | 3880.8 |  |  | DC12-24V
112207452 | E40H6-1024-3-T-5 | 3880.8 |  |  | DC5V
112207470 | E40H6-1500-3-T-24 | 3880.8 |  |  | DC12-24V
112207471 | E40HB6-1500-3-T-24 | 3880.8 |  |  | DC12-24V
112207472 | E40HB6-1800-3-T-24 | 3880.8 |  |  | DC12-24V
112207480 | E40H6-3000-3-T-24 | 4019.4 |  |  | DC12-24V
112207481 | E40HB6-3000-3-T-24 | 4019.4 |  |  | DC12-24V
112207482 | E40H6-3000-3-T-5 | 4019.4 |  |  | DC5V
112207483 | E40HB6-3000-3-T-5 | 4019.4 |  |  | DC5V
112207490 | E40H6-3600-3-T-24 | 4019.4 |  |  | DC12-24V
112207491 | E40HB6-3600-3-T-24 | 4019.4 |  |  | DC12-24V
112207492 | E40H6-3600-3-T-5 | 4019.4 |  |  | DC5V
112207493 | E40HB6-3600-3-T-5 | 4019.4 |  |  | DC5V
112207500 | E40H8-800-3-T-24 | 3742.2 |  |  | DC12-24V
112207501 | E40HB8-800-3-T-24 | 3742.2 |  |  | DC12-24V
112207510 | E40H8-1500-3-T-24 | 3742.2 |  |  | DC12-24V
112207511 | E40HB8-1500-3-T-24 | 3742.2 |  |  | DC12-24V
112207512 | E40H8-1500-3-T-5 | 3742.2 |  |  | DC5V
112207513 | E40HB8-1500-3-N-24 | 3811.5 |  |  | DC12-24V(3M)
112207514 | E40HB8-1500-3-N-24 | 3742.2 |  |  | DC12-24V
112207519 | E40H8-1800-3-T-5 | 3742.2 |  |  | DC5V
112207520 | E40H8-1800-3-T-24 | 3742.2 |  |  | DC12-24V
112207521 | E40H8-1800-3-N-24 | 3742.2 |  |  | DC12-24V
112207522 | E40H8-1800-3-N-5 | 3742.2 |  |  | DC5V
112207530 | E40H8-3000-3-T-24 | 3880.8 |  |  | DC12-24V
112207531 | E40HB8-3000-3-T-24 | 3880.8 |  |  | DC12-24V
112207532 | E40HB8-3000-3-T-5 | 3880.8 |  |  | DC5V
112207540 | E40H8-3600-3-T-24 | 3880.8 |  |  | DC12-24V
112207541 | E40HB8-3600-3-T-24 | 3880.8 |  |  | DC12-24V
112207542 | E40HB8-3600-3-T-5 | 3880.8 |  |  | DC5V
112207543 | E40H8-3600-3-T-5 | 3880.8 |  |  | DC5V
112207544 | E40H8-3600-3-T-24-C | 4227.3 |  |  | DC12-24V
112207550 | E40H10-800-3-T-24 | 3880.8 |  |  | DC12-24V
112207551 | E40HB10-800-3-T-24 | 3880.8 |  |  | DC12-24V
112207560 | E40H10-1500-3-T-24 | 3880.8 |  |  | DC12-24V
112207561 | E40HB10-1500-3-T-24 | 3880.8 |  |  | DC12-24V
112207570 | E40H10-1800-3-T-24 | 3880.8 |  |  | DC12-24V
112207571 | E40HB10-1800-3-T-24 | 3880.8 |  |  | DC12-24V
112207580 | E40H10-3000-3-T-24 | 4019.4 |  |  | DC12-24V
112207581 | E40HB10-3000-3-T-24 | 4019.4 |  |  | DC12-24V
112207590 | E40HB10-3600-3-T-24 | 4019.4 |  |  | DC12-24V
112207591 | E40HB10-3600-2-T-24 | 4019.4 |  |  | DC12-24V
112207600 | E40HB12-800-3-T-24 | 3880.8 |  |  | DC12-24V
112207601 | E40HB12-800-2-T-24 | 3880.8 |  |  | DC12-24V
112207610 | E40HB12-1500-3-T-24 | 3880.8 |  |  | DC12-24V
112207611 | E40HB12-1500-2-T-24 | 3880.8 |  |  | DC12-24V
112207620 | E40H12-1800-3-T-24 | 3880.8 |  |  | DC12-24V
112207621 | E40HB12-1800-3-T-24 | 3880.8 |  |  | DC12-24V
112207622 | E40H12-1800-3-T-5 | 3880.8 |  |  | DC5V
112207630 | E40H12-3000-3-T-24 | 4019.4 |  |  | DC12-24V
112207631 | E40HB12-3000-3-T-24 | 4019.4 |  |  | DC12-24V
112207640 | E40HB12-3600-3-T-24 | 4019.4 |  |  | DC12-24V
112207641 | E40H12-3600-3-V-24 | 4019.4 |  |  | DC12-24V
112207651 | E40HB12-600-3-N-24 | 3880.8 |  |  | DC12-24V
112208220 | E40H8-100-3-T-24 | 3465 |  |  | DC12-24V
112208221 | E40H8-100-3-T-24 | 3672.9 |  |  | DC12-24V(5M)
112208222 | E40H8-100-3-T-5 | 3465 |  |  | DC5V
112208223 | E40H8-100-3-T-24-BT | 0 |  |  | DC12-24V(DY їЙјЗ)
112208224 | E40H8-100-3-T-24 | 3742.2 |  |  | DC12-24V(6M)
112208260 | E40H8-200-3-T-24 | 3465 |  |  | DC12-24V
112208261 | E40H8-200-3-T-5 | 3465 |  |  | DC5V
112208262 | E40H8-200-3-T-24 | 0 |  |  | DC12-24V(10M)
112208263 | E40H8-200-3-T-24-C | 3811.5 |  |  | DC12-24V
112208264 | E40H8-200-3-T-24-BT | 0 |  |  | DC12-24V(DY їЙјЗ)
112208270 | E40H8-300-3-T-24-BT | 0 |  |  | DC12-24V(DY їЙјЗ)
112208370 | E40H8-1000-3-T-24 | 3742.2 |  |  | DC12-24V
112208371 | E40H8-1000-3-T-24 | 3950.1 |  |  | DC12-24V(5M)
112208372 | E40H8-1000-3-T-24-C | 4088.7 |  |  | DC12-24V
112208373 | E40H8-1000-3-N-24-C | 4088.7 |  |  | DC12-24V
112208400 | E40HB8-80-3-T-5 | 3465 |  |  | 5VDC
112208401 | E40H8-80-3-T-5 | 3465 |  |  | 5VDC
112208840 | E40H10-3600-3-T-24 | 4019.4 |  |  | DC12-24V
112208970 | E40H12-100-3-T-24 | 3742.2 |  |  | DC12-24V
112208971 | E40H12-100-3-T-5 | 3742.2 |  |  | DC12-24V
112208972 | E40H12-100-3-T-24-C | 4088.7 |  |  | DC12-24V
112208974 | E40H12-100-3-T-5-C | 4088.7 |  |  | DC5V
112209040 | E40H12-192-3-T-24 | 3742.2 |  |  | DC12-24V
112209050 | E40H12-200-3-T-24 | 3742.2 |  |  | DC12-24V
112209060 | E40H12-240-3-T-24 | 3742.2 |  |  | DC12-24V
112209070 | E40H12-250-3-T-24 | 3742.2 |  |  | DC12-24V
112209071 | E40H12-250-3-T-5 | 0 |  |  | DC5V
112209080 | E40H12-256-3-T-24 | 3742.2 |  |  | DC12-24V
112209081 | E40H12-256-3-N-24 | 0 |  |  | DC12-24V
112209082 | E40H12-256-3-N-5 | 0 |  |  | DC5V
112209090 | E40H12-300-3-T-24 | 3742.2 |  |  | DC12-24V
112209100 | E40H12-360-3-T-24 | 3880.8 |  |  | DC12-24V
112209101 | E40H12-360-3-T-5 | 3880.8 |  |  | DC5V
112209102 | E40H12-360-3-T-24-C | 4227.3 |  |  | DC12-24V
112209110 | E40H12-400-3-T-24 | 3880.8 |  |  | DC12-24V
112209120 | E40H12-500-3-T-24 | 3880.8 |  |  | DC12-24V
112209130 | E40H12-512-3-T-24 | 3880.8 |  |  | DC12-24V
112209140 | E40H12-600-3-T-24 | 3880.8 |  |  | DC12-24V
112209141 | E40H12-600-3-T-5 | 3880.8 |  |  | DC5V
112209150 | E40H12-800-3-T-24 | 3880.8 |  |  | DC12-24V
112209152 | E40H12-800-3-T-24-C | 4227.3 |  |  | DC12-24V
112209160 | E40H12-1000-3-T-24 | 3880.8 |  |  | DC12-24V
112209161 | E40H12-1000-3-T-5 | 3880.8 |  |  | DC5V
112209162 | E40H12-1000-3-T-24-C | 4227.3 |  |  | DC12-24V
112209170 | E40H12-1024-3-T-24 | 3880.8 |  |  | DC12-24V
112209171 | E40H12-1024-3-T-5 | 3880.8 |  |  | DC5V
112209180 | E40H12-1200-3-T-24 | 3880.8 |  |  | DC12-24V
112209181 | E40H12-1200-3-N-24 | 3880.8 |  |  | DC12-24V
112209182 | E40H12-1200-3-T-5 | 3880.8 |  |  | DC5V
112209183 | E40H12-1200-3-N-5 | 3880.8 |  |  | DC5V
112209190 | E40H12-1500-3-T-24 | 3880.8 |  |  | DC12-24V
112209200 | E40H12-1800-3-N-24 | 3880.8 |  |  | DC12-24V
112209210 | E40H12-2000-3-T-24 | 4019.4 |  |  | DC12-24V
112209211 | E40H12-2000-3-T-5 | 4019.4 |  |  | DC5V
112209220 | E40H12-2048-3-T-24 | 4019.4 |  |  | DC12-24V
112209221 | E40H12-2048-3-T-5 | 4019.4 |  |  | DC5V
112209230 | E40H12-2500-3-N-24 | 4019.4 |  |  | DC12-24V
112209231 | E40H12-2500-3-N-5 | 0 |  |  | DC5V
112209240 | E40H12-3000-3-N-24 | 4019.4 |  |  | DC12-24V
112209250 | E40H12-3600-3-T-24 | 4019.4 |  |  | DC12-24V
112209251 | E40H12-3600-3-T-5 | 4019.4 |  |  | DC5V
112209252 | E40H12-3600-3-T-5-C | 4365.9 |  |  | DC5V
112210020 | E80H30-60-3-T-24 | 6237 |  |  | DC12-24V
112210021 | E80H30-60-3-T-5 | 6237 |  |  | DC5V
112210030 | E80H30-100-3-T-24 | 6237 |  |  | DC12-24V
112210031 | E80H30-100-3-T-5 | 6237 |  |  | DC5V
112210040 | E80H30-360-3-T-24 | 6237 |  |  | DC12-24V
112210041 | E80H30-360-3-T-5 | 6237 |  |  | DC5V
112210050 | E80H30-512-3-T-24 | 6237 |  |  | DC12-24V
112210051 | E80H30-512-3-TN-24 | 6237 |  |  | DC12-24V
112210052 | E80H30-512-3-T-24 | 6514.2 |  |  | DC12-24V(6M)
112210053 | E80H30-500-3-T-24 | 6237 |  |  | DC12-24V
112210054 | E80H30-500-3-T-24 | 6237 |  |  | DC12-24V B/K OPTION
112210055 | E80H30-512-3-T-5 | 6237 |  |  | DC5V
112210056 | E80H30-500-3-T-5 | 6237 |  |  | DC5V
112210060 | E80H30-1024-3-T-24 | 8316 |  |  | DC12-24V
112210061 | E80H30-1024-3-T-24 | 8523.9 |  |  | DC12-24V(5M)
112210062 | E80H30-1024-3-T-24 | 8523.9 |  |  | (5M)B/K (M3*10)
112210063 | E80H30-1024-3-T-24 | 8316 |  |  | DC12-24V SHAFT OPTION
112210064 | E80H30-1024-3-T-24 | 8316 |  |  | DC12-24V B/K OPTION
112210065 | E80H30-1024-3-T-5 | 8316 |  |  | DC5V
112210410 | E80H30-3200-3-T-24 | 8316 |  |  | DC12-24V
112210411 | E80H30-3200-3-T-5 | 8316 |  |  | DC5V
112210412 | E80H30-3200-3-T-24 | 8523.9 |  |  | DC12-24V(5M)
112210510 | E80H30-60-3-N-24 | 6237 |  |  | DC12-24V
112210511 | E80H30-60-3-V-5 | 6237 |  |  | DC5V
112210512 | E80H30-60-3-V-24 | 6237 |  |  | DC12-24V
112210513 | E80H30-60-3-N-5 | 6237 |  |  | DC5V
112210514 | E80H30-60-3-N-24 | 0 |  |  | DEMOKITїл(SHAFT-AL)
112210515 | E80H30-60-3-V-5 | 6444.9 |  |  | DC5V(5M)
112210520 | E80H30-100-3-N-24 | 6237 |  |  | DC12-24V
112210521 | E80H30-100-3-V-24 | 6237 |  |  | DC12-24V
112210523 | E80H30-100-3-N-5 | 6237 |  |  | DC5V
112210530 | E80H30-360-3-N-24 | 6237 |  |  | DC12-24V
112210531 | E80H30-360-3-N-5 | 6237 |  |  | DC5V
112210532 | E80H30-360-3-N-24 | 6444.9 |  |  | DC12-24V(5M)
112210540 | E80H30-512-3-N-24 | 6237 |  |  | DC12-24V
112210541 | E80H30-512-3-NN-24 | 6237 |  |  | DC12-24V
112210542 | E80H30-512-3-N-5 | 6237 |  |  | DC5V
112210550 | E80H30-1024-3-N-24 | 8316 |  |  | DC12-24V
112210551 | E80H30-1024-3-N-24 | 8523.9 |  |  | DC12-24V(5M)
112210553 | E80H30-1024-3-N-5 | 8316 |  |  | DC5V
112210554 | E80H30-1024-3-N-5 | 8523.9 |  |  | DC5V(5M)
112210555 | E80H30-1024-3-N-24 | 8870.4 |  |  | DC12-24V(10M)
112210560 | E80H30-500-3-N-24 | 6237 |  |  | DC12-24V
112210910 | E80H30-3200-3-N-24 | 8316 |  |  | DC12-24V
112210911 | E80H30-3200-3-N-5 | 8316 |  |  | DC5V
112211000 | E80H30-512-3-V-24 | 6237 |  |  | DC12-24V
112211001 | E80H30-512-3-V-5 | 6237 |  |  | DC5V
112211002 | E80H30-500-3-V-24 | 6237 |  |  | DC12-24V
112211010 | E80H30-360-3-V-24 | 6237 |  |  | DC12-24V
112211011 | E80H30-360-3-V-5 | 6237 |  |  | DC5V
112211021 | E80H30-1024-3-V-24 | 8316 |  |  | DC12-24V
112211022 | E80H30-1024-3-V-5 | 8316 |  |  | DC5V
112211023 | E80H30-1024-3-V-24 | 8523.9 |  |  | DC12-2V(5M)
112211410 | E80H30-3200-3-V-24 | 8316 |  |  | DC12-24V
112211411 | E80H30-3200-3-V-5 | 8316 |  |  | DC5V
112211510 | E80H30-60-6-L-5 | 6237 |  |  | DC5V
112211511 | E80H30-60-6-L-5 | 6237 |  |  | DC5V(5M)
112211520 | E80H30-100-6-L-5 | 6237 |  |  | DC5V
112211530 | E80H30-360-6-L-5 | 6237 |  |  | DC5V
112211531 | E80H30-500-6-L-5 | 6237 |  |  | DC5V
112211532 | E80H30-360-6-L-5 | 6237 |  |  | DC5V(5M)
112211540 | E80H30-512-6-L-5 | 6237 |  |  | DC5V
112211541 | E80H30-512-6-LN-5 | 6237 |  |  | DC5V
112211542 | E80H30-512-6-L-5 | 6237 |  |  | DC5V(5M)
112211550 | E80H30-1024-6-L-5 | 8316 |  |  | DC5V
112211551 | E80H30-1024-6-L-5 | 8316 |  |  | OPTION
112211552 | E80H30-1024-6-L-5 | 9216.9 |  |  | DC5V(15M)
112211553 | E80H30-1024-6-L-5 | 8593.2 |  |  | DC5V(6M)
112211554 | E80H30-1024-6-L-5 | 8593.2 |  |  | DC5V(6M) B/K OPTION
112211555 | E80H30-1024-6-L-5 | 8801.1 |  |  | DC5V(9M) B/K OPTION
112211556 | E80H30-1024-6-L-5 | 9216.9 |  |  | DC5V(15M) B/K OPTION
112211557 | E80H30-1024-6-L-5 | 9909.9 |  |  | DC5V(25M)
112211558 | E80H30-1024-6-L-5 | 8316 |  |  | DC5V B/K OPTION
112211559 | E80H30-1024-6-L-5 | 8593.2 |  |  | DC5V(6.1M SHAFT B/K OPTION)
112211570 | E80H30-1024-6-L-5 | 8870.4 |  |  | DC5V(10M)
112211571 | E80H30-1024-6-L-5 | 8523.9 |  |  | DC5V(5M)
112211572 | E80H30-1024-6-L-24 | 8316 |  |  | 12-24VDC
112211910 | E80H30-3200-6-L-5 | 8316 |  |  | DC5V
112211911 | E80H30-3200-6-L-5 | 8316 |  |  | DC5V(OPTION-CHINA)
112211912 | E80H30-3200-6-L-5 | 8523.9 |  |  | DC5V(5M)
112211913 | E80H30-3200-6-L-24 | 0 |  |  | 12-24VDC
112212010 | E80H32-60-3-T-24 | 6237 |  |  | DC12-24V
112212011 | E80H32-60-3-T-5 | 6237 |  |  | DC5V
112212020 | E80H32-100-3-T-24 | 6237 |  |  | DC12-24V
112212021 | E80H32-100-3-T-5 | 6237 |  |  | DC5V
112212030 | E80H32-360-3-T-24 | 6237 |  |  | DC12-24V
112212031 | E80H32-360-3-T-5 | 6237 |  |  | DC5V
112212040 | E80H32-512-3-T-24 | 6237 |  |  | DC12-24V
112212041 | E80H32-512-3-TN-24 | 6237 |  |  | DC12-24V
112212042 | E80H32-512-3-T-5 | 6237 |  |  | DC5V
112212045 | E80H32-500-3-T-24 | 6237 |  |  | DC12-24V
112212050 | E80H32-1024-3-T-24 | 8316 |  |  | DC12-24V
112212051 | E80H32-1024-3-T-5 | 8316 |  |  | DC5V
112212060 | E80H32-125-3-T-24 | 0 |  |  | 12-24VDC(5M)
112212510 | E80H32-60-3-N-24 | 6237 |  |  | DC12-24V
112212511 | E80H32-60-3-N-5 | 6237 |  |  | DC5V
112212520 | E80H32-100-3-N-24 | 6237 |  |  | DC12-24V
112212521 | E80H32-100-3-N-5 | 6237 |  |  | DC5V
112212530 | E80H32-360-3-N-24 | 6237 |  |  | DC12-24V
112212531 | E80H32-360-3-N-5 | 6237 |  |  | DC5V
112212540 | E80H32-512-3-N-24 | 6237 |  |  | DC12-24V
112212541 | E80H32-512-3-NN-24 | 6237 |  |  | DC12-24V
112212542 | E80H32-512-3-N-5 | 6237 |  |  | DC5V
112212543 | E80H32-500-3-N-24 | 6237 |  |  | DC12-24V
112212550 | E80H32-1024-3-N-24 | 8316 |  |  | DC12-24V
112212551 | E80H32-1024-3-N-5 | 8316 |  |  | DC5V
112212552 | E80H32-1024-3-N-24 | 8523.9 |  |  | DC12-24V(5M)
112212560 | E80H32-3200-3-N-24 | 8316 |  |  | DC12-24V
112212700 | E80H32-100-3-V-24 | 6237 |  |  | DC5V
112212701 | E80H32-100-3-V-5 | 6237 |  |  | DC5V
112212710 | E80H32-500-3-V-24 | 6237 |  |  | DC5V
112212711 | E80H32-500-3-V-5 | 6237 |  |  | DC5V
112213000 | E80H32-1024-3-V-24 | 8316 |  |  | DC12-24V
112213001 | E80H32-1024-3-V-5 | 8316 |  |  | DC5V
112214010 | E80H32-60-6-L-5 | 6237 |  |  | DC5V
112214020 | E80H32-100-6-L-5 | 6237 |  |  | DC5V
112214030 | E80H32-360-6-L-5 | 6237 |  |  | DC5V
112214040 | E80H32-512-6-L-5 | 6237 |  |  | DC5V
112214041 | E80H32-512-6-LN-5 | 6237 |  |  | DC5V
112214050 | E80H32-1024-6-L-5 | 8316 |  |  | DC5V
112214051 | E80H32-1024-6-L-5 | 8523.9 |  |  | DC5V(5M)
112214060 | E80H32-360-3-V-24 | 6237 |  |  | DC12-24V
112214061 | E80H32-360-3-V-5 | 6237 |  |  | DC5V
112214070 | E80H32-512-3-V-24 | 6237 |  |  | DC12-24V
112214071 | E80H32-512-3-V-5 | 6237 |  |  | DC5V
112214080 | E80H32-60-3-V-24 | 6237 |  |  | DC12-24V
112214081 | E80H32-60-3-V-5 | 6237 |  |  | DC5V
112215020 | E80H30-100-3-T-24-C | 6583.5 |  |  | DC12-24V
112215040 | E80H30-500-3-T-24-C | 6583.5 |  |  | DC12-24V
112215050 | E80H30-512-3-T-24-C | 6583.5 |  |  | DC12-24V
112215060 | E80H30-1024-3-T-24-C | 8662.5 |  |  | DC12-24V
112215070 | E80H30-3200-3-T-24-C | 8662.5 |  |  | DC12-24V
112215071 | E80H30-3200-3-T-5-C | 8662.5 |  |  | DC5V
112215120 | E80H30-100-3-N-24-C | 6583.5 |  |  | DC12-24V
112215140 | E80H30-500-3-N-24-C | 6583.5 |  |  | DC12-24V
112215160 | E80H30-1024-3-N-24-C | 8662.5 |  |  | DC12-24V
112215310 | E80H30-60-6-L-5-C | 6583.5 |  |  | DC5V
112215350 | E80H30-512-6-L-5-C | 6583.5 |  |  | DC5V
112215360 | E80H30-1024-6-L-5-C | 8662.5 |  |  | DC5V
112215430 | E80H32-360-3-T-24-C | 0 |  |  | DC12-24V
112215431 | E80H32-360-3-T-5-C | 0 |  |  | DC5V
112215540 | E80H32-500-3-N-24-C | 0 |  |  | DC12-24V
112215560 | E80H32-1024-3-N-24-C | 0 |  |  | DC12-24V
112215631 | E80H32-360-3-V-5-C | 6583.5 |  |  | DC5V
112215750 | E80H32-512-6-L-5-C | 6583.5 |  |  | DC5V
112221050 | E100H35-512-3-T-24 | 11268.18 | 512 P/R | φ35mm | DC12-24V | Totempole
112221051 | E100H35-512-3-T-5 | 11268.18 | 512 P/R | φ35mm | DC5V | Totempole
112221060 | E100H35-1024-3-T-24 | 11268.18 | 1024 P/R | φ35mm | DC12-24V | Totempole
112221061 | E100H35-1024-3-T-5 | 11268.18 | 1024 P/R | φ35mm | DC5V | Totempole
112221100 | E100H35-10000-3-T-24 | 12501.72 | 10000 P/R | φ35mm | DC12-24V | Totempole
112221101 | E100H35-10000-3-T-5 | 12501.72 | 10000 P/R | φ35mm | DC5V | Totempole
112221550 | E100H35-512-3-N-24 | 11268.18 | 512 P/R | φ35mm | DC12-24V | NPN open collector
112221551 | E100H35-512-3-N-5 | 11268.18 | 512 P/R | φ35mm | DC5V | NPN open collector
112221560 | E100H35-1024-3-N-24 | 11268.18 | 1024 P/R | φ35mm | DC12-24V | NPN open collector
112221561 | E100H35-1024-3-N-5 | 11268.18 | 1024 P/R | φ35mm | DC5V | NPN open collector
112221562 | E100H35-1024-3-N-24 | 0 | 1024 P/R | φ35mm | DEMOKITїл(SHAFT-AL) | NPN open collector
112221600 | E100H35-10000-3-N-24 | 12501.72 | 10000 P/R | φ35mm | DC12-24V | NPN open collector
112221601 | E100H35-10000-3-N-5 | 12501.72 | 10000 P/R | φ35mm | DC5V | NPN open collector
112222050 | E100H35-512-3-V-24 | 11268.18 | 512 P/R | φ35mm | DC12-24V | Voltage
112222051 | E100H35-512-3-V-5 | 11268.18 | 512 P/R | φ35mm | DC5V | Voltage
112222060 | E100H35-1024-3-V-24 | 11268.18 | 1024 P/R | φ35mm | DC12-24V | Voltage
112222061 | E100H35-1024-3-V-5 | 11268.18 | 1024 P/R | φ35mm | DC5V | Voltage
112222070 | E100H35-10000-3-V-24 | 12501.72 | 10000 P/R | φ35mm | DC12-24V | Voltage
112222071 | E100H35-10000-3-V-5 | 12501.72 | 10000 P/R | φ35mm | DC5V | Voltage
112222550 | E100H35-512-6-L-5 | 12203.73 | 512 P/R | φ35mm | DC5V | Line driver
112222552 | E100H35-512-6-L-24 | 12203.73 |  |  | 12-24VDC
112222560 | E100H35-1024-6-L-5 | 12203.73 | 1024 P/R | φ35mm | DC5V | Line driver
112222563 | E100H35-1024-6-L-24 | 12203.73 |  |  | 12-24VDC
112222570 | E100H35-10000-6-L-5 | 12806.64 | 10000 P/R | φ35mm | DC5V | Line driver
112222571 | E100H35-10000-6-L-24 | 12806.64 |  |  | 12-24VDC
112250500 | E40HB8P-256-2-N-24 | 5211.36 |  |  | OPTION-LG
112250510 | E40HB8P-256-2-N-5 | 0 |  |  | OPTION-HI
112274240 | E40HB8P-256-2-T-24 | 5211.36 |  |  | DC12-24V(PIC)
112274241 | E40HB8P-256-2-T-5 | 0 |  |  | DC5V(PIC)
112274740 | E40HB8P-256-2-N-24 | 0 |  |  | DC12-24V(PIC)
112274741 | E40HB8P-256-2-N-5 | 0 |  |  | DC5V(PIC)
112275240 | E40HB8P-256-2-V-24 | 0 |  |  | DC12-24V(PIC)
112275241 | E40HB8P-256-2-V-5 | 0 |  |  | DC5V(PIC)
112280010 | E40H6-1-4-L-24 | 0 |  |  | 12-24VDC
112280020 | E40H6-2-4-L-24 | 0 |  |  | 12-24VDC
112280030 | E40H6-5-4-L-24 | 0 |  |  | 12-24VDC
112280040 | E40H6-10-6-L-24 | 0 |  |  | 12-24VDC
112280050 | E40H6-12-4-L-24 | 0 |  |  | 12-24VDC
112280060 | E40H6-15-6-L-24 | 0 |  |  | 12-24VDC
112280070 | E40H6-20-6-L-24 | 0 |  |  | 12-24VDC
112280080 | E40H6-23-6-L-24 | 0 |  |  | 12-24VDC
112280090 | E40H6-25-6-L-24 | 0 |  |  | 12-24VDC
112280100 | E40H6-30-6-L-24 | 0 |  |  | 12-24VDC
112280110 | E40H6-35-6-L-24 | 0 |  |  | 12-24VDC
112280120 | E40H6-40-6-L-24 | 0 |  |  | 12-24VDC
112280130 | E40H6-45-6-L-24 | 0 |  |  | 12-24VDC
112280140 | E40H6-50-6-L-24 | 0 |  |  | 12-24VDC
112280150 | E40H6-60-6-L-24 | 0 |  |  | 12-24VDC
112280160 | E40H6-75-6-L-24 | 0 |  |  | 12-24VDC
112280170 | E40H6-100-6-L-24 | 0 |  |  | 12-24VDC
112280180 | E40H6-120-6-L-24 | 0 |  |  | 12-24VDC
112280190 | E40H6-125-6-L-24 | 0 |  |  | 12-24VDC
112280200 | E40H6-150-6-L-24 | 0 |  |  | 12-24VDC
112280210 | E40H6-192-6-L-24 | 0 |  |  | 12-24VDC
112280220 | E40H6-200-6-L-24 | 0 |  |  | 12-24VDC
112280230 | E40H6-240-6-L-24 | 0 |  |  | 12-24VDC
112280240 | E40H6-250-6-L-24 | 0 |  |  | 12-24VDC
112280250 | E40H6-256-6-L-24 | 0 |  |  | 12-24VDC
112280260 | E40H6-300-6-L-24 | 0 |  |  | 12-24VDC
112280270 | E40H6-360-6-L-24 | 0 |  |  | 12-24VDC
112280280 | E40H6-400-6-L-24 | 0 |  |  | 12-24VDC
112280290 | E40H6-500-6-L-24 | 0 |  |  | 12-24VDC
112280300 | E40H6-512-6-L-24 | 0 |  |  | 12-24VDC
112280310 | E40H6-600-6-L-24 | 4158 |  |  | 12-24VDC
112280320 | E40H6-800-6-L-24 | 0 |  |  | 12-24VDC
112280330 | E40H6-1000-6-L-24 | 0 |  |  | 12-24VDC
112280340 | E40H6-1024-6-L-24 | 0 |  |  | 12-24VDC
112280350 | E40H6-1200-6-L-24 | 0 |  |  | 12-24VDC
112280360 | E40H6-1500-6-L-24 | 0 |  |  | 12-24VDC
112280370 | E40H6-1800-6-L-24 | 0 |  |  | 12-24VDC
112280380 | E40H6-2000-6-L-24 | 0 |  |  | 12-24VDC
112280390 | E40H6-2048-6-L-24 | 0 |  |  | 12-24VDC
112280400 | E40H6-2500-6-L-24 | 0 |  |  | 12-24VDC
112280410 | E40H6-3000-6-L-24 | 0 |  |  | 12-24VDC
112280420 | E40H6-3600-6-L-24 | 0 |  |  | 12-24VDC
112280430 | E40H6-5000-6-L-24 | 0 |  |  | 12-24VDC
112280510 | E40H6-1-4-L-24-C | 0 |  |  | 12-24VDC
112280520 | E40H6-2-4-L-24-C | 0 |  |  | 12-24VDC
112280530 | E40H6-5-4-L-24-C | 0 |  |  | 12-24VDC
112280540 | E40H6-10-6-L-24-C | 0 |  |  | 12-24VDC
112280550 | E40H6-12-4-L-24-C | 0 |  |  | 12-24VDC
112280560 | E40H6-15-6-L-24-C | 0 |  |  | 12-24VDC
112280570 | E40H6-20-6-L-24-C | 0 |  |  | 12-24VDC
112280580 | E40H6-23-6-L-24-C | 0 |  |  | 12-24VDC
112280590 | E40H6-25-6-L-24-C | 0 |  |  | 12-24VDC
112280600 | E40H6-30-6-L-24-C | 0 |  |  | 12-24VDC
112280610 | E40H6-35-6-L-24-C | 0 |  |  | 12-24VDC
112280620 | E40H6-40-6-L-24-C | 0 |  |  | 12-24VDC
112280630 | E40H6-45-6-L-24-C | 0 |  |  | 12-24VDC
112280640 | E40H6-50-6-L-24-C | 0 |  |  | 12-24VDC
112280650 | E40H6-60-6-L-24-C | 0 |  |  | 12-24VDC
112280660 | E40H6-75-6-L-24-C | 0 |  |  | 12-24VDC
112280670 | E40H6-100-6-L-24-C | 0 |  |  | 12-24VDC
112280680 | E40H6-120-6-L-24-C | 0 |  |  | 12-24VDC
112280690 | E40H6-125-6-L-24-C | 0 |  |  | 12-24VDC
112280700 | E40H6-150-6-L-24-C | 0 |  |  | 12-24VDC
112280710 | E40H6-192-6-L-24-C | 0 |  |  | 12-24VDC
112280720 | E40H6-200-6-L-24-C | 0 |  |  | 12-24VDC
112280730 | E40H6-240-6-L-24-C | 0 |  |  | 12-24VDC
112280740 | E40H6-250-6-L-24-C | 0 |  |  | 12-24VDC
112280750 | E40H6-256-6-L-24-C | 0 |  |  | 12-24VDC
112280760 | E40H6-300-6-L-24-C | 0 |  |  | 12-24VDC
112280770 | E40H6-360-6-L-24-C | 0 |  |  | 12-24VDC
112280780 | E40H6-400-6-L-24-C | 0 |  |  | 12-24VDC
112280790 | E40H6-500-6-L-24-C | 0 |  |  | 12-24VDC
112280800 | E40H6-512-6-L-24-C | 0 |  |  | 12-24VDC
112280810 | E40H6-600-6-L-24-C | 0 |  |  | 12-24VDC
112280820 | E40H6-800-6-L-24-C | 0 |  |  | 12-24VDC
112280830 | E40H6-1000-6-L-24-C | 0 |  |  | 12-24VDC
112280840 | E40H6-1024-6-L-24-C | 0 |  |  | 12-24VDC
112280850 | E40H6-1200-6-L-24-C | 0 |  |  | 12-24VDC
112280860 | E40H6-1500-6-L-24-C | 0 |  |  | 12-24VDC
112280870 | E40H6-1800-6-L-24-C | 0 |  |  | 12-24VDC
112280880 | E40H6-2000-6-L-24-C | 0 |  |  | 12-24VDC
112280890 | E40H6-2048-6-L-24-C | 0 |  |  | 12-24VDC
112280900 | E40H6-2500-6-L-24-C | 0 |  |  | 12-24VDC
112280910 | E40H6-3000-6-L-24-C | 0 |  |  | 12-24VDC
112280920 | E40H6-3600-6-L-24-C | 0 |  |  | 12-24VDC
112280930 | E40H6-5000-6-L-24-C | 0 |  |  | 12-24VDC
112281010 | E40HB6-1-4-L-24 | 0 |  |  | 12-24VDC
112281020 | E40HB6-2-4-L-24 | 0 |  |  | 12-24VDC
112281030 | E40HB6-5-4-L-24 | 0 |  |  | 12-24VDC
112281040 | E40HB6-10-6-L-24 | 0 |  |  | 12-24VDC
112281050 | E40HB6-12-4-L-24 | 0 |  |  | 12-24VDC
112281060 | E40HB6-15-6-L-24 | 0 |  |  | 12-24VDC
112281070 | E40HB6-20-6-L-24 | 0 |  |  | 12-24VDC
112281080 | E40HB6-23-6-L-24 | 0 |  |  | 12-24VDC
112281090 | E40HB6-25-6-L-24 | 0 |  |  | 12-24VDC
112281100 | E40HB6-30-6-L-24 | 0 |  |  | 12-24VDC
112281110 | E40HB6-35-6-L-24 | 0 |  |  | 12-24VDC
112281120 | E40HB6-40-6-L-24 | 0 |  |  | 12-24VDC
112281130 | E40HB6-45-6-L-24 | 0 |  |  | 12-24VDC
112281140 | E40HB6-50-6-L-24 | 0 |  |  | 12-24VDC
112281150 | E40HB6-60-6-L-24 | 0 |  |  | 12-24VDC
112281160 | E40HB6-75-6-L-24 | 0 |  |  | 12-24VDC
112281170 | E40HB6-100-6-L-24 | 0 |  |  | 12-24VDC
112281180 | E40HB6-120-6-L-24 | 0 |  |  | 12-24VDC
112281190 | E40HB6-125-6-L-24 | 0 |  |  | 12-24VDC
112281200 | E40HB6-150-6-L-24 | 0 |  |  | 12-24VDC
112281210 | E40HB6-192-6-L-24 | 0 |  |  | 12-24VDC
112281220 | E40HB6-200-6-L-24 | 0 |  |  | 12-24VDC
112281230 | E40HB6-240-6-L-24 | 0 |  |  | 12-24VDC
112281240 | E40HB6-250-6-L-24 | 0 |  |  | 12-24VDC
112281250 | E40HB6-256-6-L-24 | 0 |  |  | 12-24VDC
112281260 | E40HB6-300-6-L-24 | 0 |  |  | 12-24VDC
112281270 | E40HB6-360-6-L-24 | 0 |  |  | 12-24VDC
112281280 | E40HB6-400-6-L-24 | 0 |  |  | 12-24VDC
112281290 | E40HB6-500-6-L-24 | 0 |  |  | 12-24VDC
112281300 | E40HB6-512-6-L-24 | 0 |  |  | 12-24VDC
112281310 | E40HB6-600-6-L-24 | 0 |  |  | 12-24VDC
112281320 | E40HB6-800-6-L-24 | 0 |  |  | 12-24VDC
112281330 | E40HB6-1000-6-L-24 | 0 |  |  | 12-24VDC
112281340 | E40HB6-1024-6-L-24 | 0 |  |  | 12-24VDC
112281350 | E40HB6-1200-6-L-24 | 0 |  |  | 12-24VDC
112281360 | E40HB6-1500-6-L-24 | 0 |  |  | 12-24VDC
112281370 | E40HB6-1800-6-L-24 | 0 |  |  | 12-24VDC
112281380 | E40HB6-2000-6-L-24 | 0 |  |  | 12-24VDC
112281390 | E40HB6-2048-6-L-24 | 0 |  |  | 12-24VDC
112281400 | E40HB6-2500-6-L-24 | 0 |  |  | 12-24VDC
112281410 | E40HB6-3000-6-L-24 | 0 |  |  | 12-24VDC
112281420 | E40HB6-3600-6-L-24 | 0 |  |  | 12-24VDC
112281430 | E40HB6-5000-6-L-24 | 0 |  |  | 12-24VDC
112281510 | E40HB6-1-4-L-24-C | 0 |  |  | 12-24VDC
112281520 | E40HB6-2-4-L-24-C | 0 |  |  | 12-24VDC
112281530 | E40HB6-5-4-L-24-C | 0 |  |  | 12-24VDC
112281540 | E40HB6-10-6-L-24-C | 0 |  |  | 12-24VDC
112281550 | E40HB6-12-4-L-24-C | 0 |  |  | 12-24VDC
112281560 | E40HB6-15-6-L-24-C | 0 |  |  | 12-24VDC
112281570 | E40HB6-20-6-L-24-C | 0 |  |  | 12-24VDC
112281580 | E40HB6-23-6-L-24-C | 0 |  |  | 12-24VDC
112281590 | E40HB6-25-6-L-24-C | 0 |  |  | 12-24VDC
112281600 | E40HB6-30-6-L-24-C | 0 |  |  | 12-24VDC
112281610 | E40HB6-35-6-L-24-C | 0 |  |  | 12-24VDC
112281620 | E40HB6-40-6-L-24-C | 0 |  |  | 12-24VDC
112281630 | E40HB6-45-6-L-24-C | 0 |  |  | 12-24VDC
112281640 | E40HB6-50-6-L-24-C | 0 |  |  | 12-24VDC
112281650 | E40HB6-60-6-L-24-C | 0 |  |  | 12-24VDC
112281660 | E40HB6-75-6-L-24-C | 0 |  |  | 12-24VDC
112281670 | E40HB6-100-6-L-24-C | 0 |  |  | 12-24VDC
112281680 | E40HB6-120-6-L-24-C | 0 |  |  | 12-24VDC
112281690 | E40HB6-125-6-L-24-C | 0 |  |  | 12-24VDC
112281700 | E40HB6-150-6-L-24-C | 0 |  |  | 12-24VDC
112281710 | E40HB6-192-6-L-24-C | 0 |  |  | 12-24VDC
112281720 | E40HB6-200-6-L-24-C | 0 |  |  | 12-24VDC
112281730 | E40HB6-240-6-L-24-C | 0 |  |  | 12-24VDC
112281740 | E40HB6-250-6-L-24-C | 0 |  |  | 12-24VDC
112281750 | E40HB6-256-6-L-24-C | 0 |  |  | 12-24VDC
112281760 | E40HB6-300-6-L-24-C | 0 |  |  | 12-24VDC
112281770 | E40HB6-360-6-L-24-C | 0 |  |  | 12-24VDC
112281780 | E40HB6-400-6-L-24-C | 0 |  |  | 12-24VDC
112281790 | E40HB6-500-6-L-24-C | 0 |  |  | 12-24VDC
112281800 | E40HB6-512-6-L-24-C | 0 |  |  | 12-24VDC
112281810 | E40HB6-600-6-L-24-C | 0 |  |  | 12-24VDC
112281820 | E40HB6-800-6-L-24-C | 0 |  |  | 12-24VDC
112281830 | E40HB6-1000-6-L-24-C | 0 |  |  | 12-24VDC
112281840 | E40HB6-1024-6-L-24-C | 0 |  |  | 12-24VDC
112281850 | E40HB6-1200-6-L-24-C | 0 |  |  | 12-24VDC
112281860 | E40HB6-1500-6-L-24-C | 0 |  |  | 12-24VDC
112281870 | E40HB6-1800-6-L-24-C | 0 |  |  | 12-24VDC
112281880 | E40HB6-2000-6-L-24-C | 0 |  |  | 12-24VDC
112281890 | E40HB6-2048-6-L-24-C | 0 |  |  | 12-24VDC
112281900 | E40HB6-2500-6-L-24-C | 0 |  |  | 12-24VDC
112281910 | E40HB6-3000-6-L-24-C | 0 |  |  | 12-24VDC
112281920 | E40HB6-3600-6-L-24-C | 0 |  |  | 12-24VDC
112281930 | E40HB6-5000-6-L-24-C | 0 |  |  | 12-24VDC
112282010 | E40H8-1-4-L-24 | 0 |  |  | 12-24VDC
112282020 | E40H8-2-4-L-24 | 0 |  |  | 12-24VDC
112282030 | E40H8-5-4-L-24 | 0 |  |  | 12-24VDC
112282040 | E40H8-10-6-L-24 | 0 |  |  | 12-24VDC
112282050 | E40H8-12-4-L-24 | 0 |  |  | 12-24VDC
112282060 | E40H8-15-6-L-24 | 0 |  |  | 12-24VDC
112282070 | E40H8-20-6-L-24 | 0 |  |  | 12-24VDC
112282080 | E40H8-23-6-L-24 | 0 |  |  | 12-24VDC
112282090 | E40H8-25-6-L-24 | 0 |  |  | 12-24VDC
112282100 | E40H8-30-6-L-24 | 0 |  |  | 12-24VDC
112282110 | E40H8-35-6-L-24 | 0 |  |  | 12-24VDC
112282120 | E40H8-40-6-L-24 | 0 |  |  | 12-24VDC
112282130 | E40H8-45-6-L-24 | 0 |  |  | 12-24VDC
112282140 | E40H8-50-6-L-24 | 0 |  |  | 12-24VDC
112282150 | E40H8-60-6-L-24 | 0 |  |  | 12-24VDC
112282160 | E40H8-75-6-L-24 | 0 |  |  | 12-24VDC
112282170 | E40H8-100-6-L-24 | 0 |  |  | 12-24VDC
112282180 | E40H8-120-6-L-24 | 0 |  |  | 12-24VDC
112282190 | E40H8-125-6-L-24 | 0 |  |  | 12-24VDC
112282200 | E40H8-150-6-L-24 | 0 |  |  | 12-24VDC
112282210 | E40H8-192-6-L-24 | 0 |  |  | 12-24VDC
112282220 | E40H8-200-6-L-24 | 0 |  |  | 12-24VDC
112282230 | E40H8-240-6-L-24 | 0 |  |  | 12-24VDC
112282240 | E40H8-250-6-L-24 | 0 |  |  | 12-24VDC
112282250 | E40H8-256-6-L-24 | 0 |  |  | 12-24VDC
112282260 | E40H8-300-6-L-24 | 0 |  |  | 12-24VDC
112282270 | E40H8-360-6-L-24 | 0 |  |  | 12-24VDC
112282280 | E40H8-400-6-L-24 | 0 |  |  | 12-24VDC
112282290 | E40H8-500-6-L-24 | 0 |  |  | 12-24VDC
112282300 | E40H8-512-6-L-24 | 0 |  |  | 12-24VDC
112282310 | E40H8-600-6-L-24 | 0 |  |  | 12-24VDC
112282320 | E40H8-800-6-L-24 | 0 |  |  | 12-24VDC
112282330 | E40H8-1000-6-L-24 | 0 |  |  | 12-24VDC
112282340 | E40H8-1024-6-L-24 | 0 |  |  | 12-24VDC
112282350 | E40H8-1200-6-L-24 | 0 |  |  | 12-24VDC
112282360 | E40H8-1500-6-L-24 | 0 |  |  | 12-24VDC
112282370 | E40H8-1800-6-L-24 | 0 |  |  | 12-24VDC
112282380 | E40H8-2000-6-L-24 | 0 |  |  | 12-24VDC
112282390 | E40H8-2048-6-L-24 | 0 |  |  | 12-24VDC
112282400 | E40H8-2500-6-L-24 | 4158 |  |  | 12-24VDC
112282410 | E40H8-3000-6-L-24 | 0 |  |  | 12-24VDC
112282420 | E40H8-3600-6-L-24 | 0 |  |  | 12-24VDC
112282430 | E40H8-5000-6-L-24 | 0 |  |  | 12-24VDC
112282510 | E40H8-1-4-L-24-C | 0 |  |  | 12-24VDC
112282520 | E40H8-2-4-L-24-C | 0 |  |  | 12-24VDC
112282530 | E40H8-5-4-L-24-C | 0 |  |  | 12-24VDC
112282540 | E40H8-10-6-L-24-C | 0 |  |  | 12-24VDC
112282550 | E40H8-12-4-L-24-C | 0 |  |  | 12-24VDC
112282560 | E40H8-15-6-L-24-C | 0 |  |  | 12-24VDC
112282570 | E40H8-20-6-L-24-C | 0 |  |  | 12-24VDC
112282580 | E40H8-23-6-L-24-C | 0 |  |  | 12-24VDC
112282590 | E40H8-25-6-L-24-C | 0 |  |  | 12-24VDC
112282600 | E40H8-30-6-L-24-C | 0 |  |  | 12-24VDC
112282610 | E40H8-35-6-L-24-C | 0 |  |  | 12-24VDC
112282620 | E40H8-40-6-L-24-C | 0 |  |  | 12-24VDC
112282630 | E40H8-45-6-L-24-C | 0 |  |  | 12-24VDC
112282640 | E40H8-50-6-L-24-C | 0 |  |  | 12-24VDC
112282650 | E40H8-60-6-L-24-C | 0 |  |  | 12-24VDC
112282660 | E40H8-75-6-L-24-C | 0 |  |  | 12-24VDC
112282670 | E40H8-100-6-L-24-C | 0 |  |  | 12-24VDC
112282680 | E40H8-120-6-L-24-C | 0 |  |  | 12-24VDC
112282690 | E40H8-125-6-L-24-C | 0 |  |  | 12-24VDC
112282700 | E40H8-150-6-L-24-C | 0 |  |  | 12-24VDC
112282710 | E40H8-192-6-L-24-C | 0 |  |  | 12-24VDC
112282720 | E40H8-200-6-L-24-C | 0 |  |  | 12-24VDC
112282730 | E40H8-240-6-L-24-C | 0 |  |  | 12-24VDC
112282740 | E40H8-250-6-L-24-C | 0 |  |  | 12-24VDC
112282750 | E40H8-256-6-L-24-C | 0 |  |  | 12-24VDC
112282760 | E40H8-300-6-L-24-C | 0 |  |  | 12-24VDC
112282770 | E40H8-360-6-L-24-C | 0 |  |  | 12-24VDC
112282780 | E40H8-400-6-L-24-C | 0 |  |  | 12-24VDC
112282790 | E40H8-500-6-L-24-C | 0 |  |  | 12-24VDC
112282800 | E40H8-512-6-L-24-C | 0 |  |  | 12-24VDC
112282810 | E40H8-600-6-L-24-C | 0 |  |  | 12-24VDC
112282820 | E40H8-800-6-L-24-C | 0 |  |  | 12-24VDC
112282830 | E40H8-1000-6-L-24-C | 0 |  |  | 12-24VDC
112282840 | E40H8-1024-6-L-24-C | 0 |  |  | 12-24VDC
112282850 | E40H8-1200-6-L-24-C | 0 |  |  | 12-24VDC
112282860 | E40H8-1500-6-L-24-C | 0 |  |  | 12-24VDC
112282870 | E40H8-1800-6-L-24-C | 0 |  |  | 12-24VDC
112282880 | E40H8-2000-6-L-24-C | 0 |  |  | 12-24VDC
112282890 | E40H8-2048-6-L-24-C | 0 |  |  | 12-24VDC
112282900 | E40H8-2500-6-L-24-C | 0 |  |  | 12-24VDC
112282910 | E40H8-3000-6-L-24-C | 0 |  |  | 12-24VDC
112282920 | E40H8-3600-6-L-24-C | 0 |  |  | 12-24VDC
112282930 | E40H8-5000-6-L-24-C | 0 |  |  | 12-24VDC
112283010 | E40HB8-1-4-L-24 | 0 |  |  | 12-24VDC
112283020 | E40HB8-2-4-L-24 | 0 |  |  | 12-24VDC
112283030 | E40HB8-5-4-L-24 | 0 |  |  | 12-24VDC
112283040 | E40HB8-10-6-L-24 | 0 |  |  | 12-24VDC
112283050 | E40HB8-12-4-L-24 | 0 |  |  | 12-24VDC
112283060 | E40HB8-15-6-L-24 | 0 |  |  | 12-24VDC
112283070 | E40HB8-20-6-L-24 | 0 |  |  | 12-24VDC
112283080 | E40HB8-23-6-L-24 | 0 |  |  | 12-24VDC
112283090 | E40HB8-25-6-L-24 | 0 |  |  | 12-24VDC
112283100 | E40HB8-30-6-L-24 | 0 |  |  | 12-24VDC
112283110 | E40HB8-35-6-L-24 | 0 |  |  | 12-24VDC
112283120 | E40HB8-40-6-L-24 | 0 |  |  | 12-24VDC
112283130 | E40HB8-45-6-L-24 | 0 |  |  | 12-24VDC
112283140 | E40HB8-50-6-L-24 | 0 |  |  | 12-24VDC
112283150 | E40HB8-60-6-L-24 | 0 |  |  | 12-24VDC
112283160 | E40HB8-75-6-L-24 | 0 |  |  | 12-24VDC
112283170 | E40HB8-100-6-L-24 | 0 |  |  | 12-24VDC
112283180 | E40HB8-120-6-L-24 | 0 |  |  | 12-24VDC
112283190 | E40HB8-125-6-L-24 | 0 |  |  | 12-24VDC
112283200 | E40HB8-150-6-L-24 | 0 |  |  | 12-24VDC
112283210 | E40HB8-192-6-L-24 | 0 |  |  | 12-24VDC
112283220 | E40HB8-200-6-L-24 | 0 |  |  | 12-24VDC
112283230 | E40HB8-240-6-L-24 | 0 |  |  | 12-24VDC
112283240 | E40HB8-250-6-L-24 | 0 |  |  | 12-24VDC
112283250 | E40HB8-256-6-L-24 | 0 |  |  | 12-24VDC
112283260 | E40HB8-300-6-L-24 | 0 |  |  | 12-24VDC
112283270 | E40HB8-360-6-L-24 | 0 |  |  | 12-24VDC
112283280 | E40HB8-400-6-L-24 | 0 |  |  | 12-24VDC
112283290 | E40HB8-500-6-L-24 | 0 |  |  | 12-24VDC
112283300 | E40HB8-512-6-L-24 | 0 |  |  | 12-24VDC
112283310 | E40HB8-600-6-L-24 | 4019.4 |  |  | 12-24VDC
112283320 | E40HB8-800-6-L-24 | 0 |  |  | 12-24VDC
112283330 | E40HB8-1000-6-L-24 | 0 |  |  | 12-24VDC
112283340 | E40HB8-1024-6-L-24 | 0 |  |  | 12-24VDC
112283350 | E40HB8-1200-6-L-24 | 0 |  |  | 12-24VDC
112283360 | E40HB8-1500-6-L-24 | 0 |  |  | 12-24VDC
112283370 | E40HB8-1800-6-L-24 | 0 |  |  | 12-24VDC
112283380 | E40HB8-2000-6-L-24 | 0 |  |  | 12-24VDC
112283390 | E40HB8-2048-6-L-24 | 0 |  |  | 12-24VDC
112283400 | E40HB8-2500-6-L-24 | 0 |  |  | 12-24VDC
112283410 | E40HB8-3000-6-L-24 | 0 |  |  | 12-24VDC
112283420 | E40HB8-3600-6-L-24 | 0 |  |  | 12-24VDC
112283430 | E40HB8-5000-6-L-24 | 0 |  |  | 12-24VDC
112283510 | E40HB8-1-4-L-24-C | 0 |  |  | 12-24VDC
112283520 | E40HB8-2-4-L-24-C | 0 |  |  | 12-24VDC
112283530 | E40HB8-5-4-L-24-C | 0 |  |  | 12-24VDC
112283540 | E40HB8-10-6-L-24-C | 0 |  |  | 12-24VDC
112283550 | E40HB8-12-4-L-24-C | 0 |  |  | 12-24VDC
112283560 | E40HB8-15-6-L-24-C | 0 |  |  | 12-24VDC
112283570 | E40HB8-20-6-L-24-C | 0 |  |  | 12-24VDC
112283580 | E40HB8-23-6-L-24-C | 0 |  |  | 12-24VDC
112283590 | E40HB8-25-6-L-24-C | 0 |  |  | 12-24VDC
112283600 | E40HB8-30-6-L-24-C | 0 |  |  | 12-24VDC
112283610 | E40HB8-35-6-L-24-C | 0 |  |  | 12-24VDC
112283620 | E40HB8-40-6-L-24-C | 0 |  |  | 12-24VDC
112283630 | E40HB8-45-6-L-24-C | 0 |  |  | 12-24VDC
112283640 | E40HB8-50-6-L-24-C | 0 |  |  | 12-24VDC
112283650 | E40HB8-60-6-L-24-C | 0 |  |  | 12-24VDC
112283660 | E40HB8-75-6-L-24-C | 0 |  |  | 12-24VDC
112283670 | E40HB8-100-6-L-24-C | 0 |  |  | 12-24VDC
112283680 | E40HB8-120-6-L-24-C | 0 |  |  | 12-24VDC
112283690 | E40HB8-125-6-L-24-C | 0 |  |  | 12-24VDC
112283700 | E40HB8-150-6-L-24-C | 0 |  |  | 12-24VDC
112283710 | E40HB8-192-6-L-24-C | 0 |  |  | 12-24VDC
112283720 | E40HB8-200-6-L-24-C | 0 |  |  | 12-24VDC
112283730 | E40HB8-240-6-L-24-C | 0 |  |  | 12-24VDC
112283740 | E40HB8-250-6-L-24-C | 0 |  |  | 12-24VDC
112283750 | E40HB8-256-6-L-24-C | 0 |  |  | 12-24VDC
112283760 | E40HB8-300-6-L-24-C | 0 |  |  | 12-24VDC
112283770 | E40HB8-360-6-L-24-C | 0 |  |  | 12-24VDC
112283780 | E40HB8-400-6-L-24-C | 0 |  |  | 12-24VDC
112283790 | E40HB8-500-6-L-24-C | 0 |  |  | 12-24VDC
112283800 | E40HB8-512-6-L-24-C | 0 |  |  | 12-24VDC
112283810 | E40HB8-600-6-L-24-C | 0 |  |  | 12-24VDC
112283820 | E40HB8-800-6-L-24-C | 0 |  |  | 12-24VDC
112283830 | E40HB8-1000-6-L-24-C | 0 |  |  | 12-24VDC
112283840 | E40HB8-1024-6-L-24-C | 4365.9 |  |  | 12-24VDC
112283850 | E40HB8-1200-6-L-24-C | 0 |  |  | 12-24VDC
112283860 | E40HB8-1500-6-L-24-C | 0 |  |  | 12-24VDC
112283870 | E40HB8-1800-6-L-24-C | 0 |  |  | 12-24VDC
112283880 | E40HB8-2000-6-L-24-C | 0 |  |  | 12-24VDC
112283890 | E40HB8-2048-6-L-24-C | 0 |  |  | 12-24VDC
112283900 | E40HB8-2500-6-L-24-C | 0 |  |  | 12-24VDC
112283910 | E40HB8-3000-6-L-24-C | 0 |  |  | 12-24VDC
112283920 | E40HB8-3600-6-L-24-C | 0 |  |  | 12-24VDC
112283930 | E40HB8-5000-6-L-24-C | 0 |  |  | 12-24VDC
112284010 | E40H10-1-4-L-24 | 0 |  |  | 12-24VDC
112284020 | E40H10-2-4-L-24 | 0 |  |  | 12-24VDC
112284030 | E40H10-5-4-L-24 | 0 |  |  | 12-24VDC
112284040 | E40H10-10-6-L-24 | 0 |  |  | 12-24VDC
112284050 | E40H10-12-4-L-24 | 0 |  |  | 12-24VDC
112284060 | E40H10-15-6-L-24 | 0 |  |  | 12-24VDC
112284070 | E40H10-20-6-L-24 | 0 |  |  | 12-24VDC
112284080 | E40H10-23-6-L-24 | 0 |  |  | 12-24VDC
112284090 | E40H10-25-6-L-24 | 0 |  |  | 12-24VDC
112284100 | E40H10-30-6-L-24 | 0 |  |  | 12-24VDC
112284110 | E40H10-35-6-L-24 | 0 |  |  | 12-24VDC
112284120 | E40H10-40-6-L-24 | 0 |  |  | 12-24VDC
112284130 | E40H10-45-6-L-24 | 0 |  |  | 12-24VDC
112284140 | E40H10-50-6-L-24 | 0 |  |  | 12-24VDC
112284150 | E40H10-60-6-L-24 | 0 |  |  | 12-24VDC
112284160 | E40H10-75-6-L-24 | 0 |  |  | 12-24VDC
112284170 | E40H10-100-6-L-24 | 0 |  |  | 12-24VDC
112284180 | E40H10-120-6-L-24 | 0 |  |  | 12-24VDC
112284190 | E40H10-125-6-L-24 | 0 |  |  | 12-24VDC
112284200 | E40H10-150-6-L-24 | 0 |  |  | 12-24VDC
112284210 | E40H10-192-6-L-24 | 0 |  |  | 12-24VDC
112284220 | E40H10-200-6-L-24 | 0 |  |  | 12-24VDC
112284230 | E40H10-240-6-L-24 | 0 |  |  | 12-24VDC
112284240 | E40H10-250-6-L-24 | 0 |  |  | 12-24VDC
112284250 | E40H10-256-6-L-24 | 0 |  |  | 12-24VDC
112284260 | E40H10-300-6-L-24 | 0 |  |  | 12-24VDC
112284270 | E40H10-360-6-L-24 | 0 |  |  | 12-24VDC
112284280 | E40H10-400-6-L-24 | 0 |  |  | 12-24VDC
112284290 | E40H10-500-6-L-24 | 0 |  |  | 12-24VDC
112284300 | E40H10-512-6-L-24 | 0 |  |  | 12-24VDC
112284310 | E40H10-600-6-L-24 | 0 |  |  | 12-24VDC
112284320 | E40H10-800-6-L-24 | 0 |  |  | 12-24VDC
112284330 | E40H10-1000-6-L-24 | 0 |  |  | 12-24VDC
112284340 | E40H10-1024-6-L-24 | 0 |  |  | 12-24VDC
112284350 | E40H10-1200-6-L-24 | 0 |  |  | 12-24VDC
112284360 | E40H10-1500-6-L-24 | 0 |  |  | 12-24VDC
112284370 | E40H10-1800-6-L-24 | 0 |  |  | 12-24VDC
112284380 | E40H10-2000-6-L-24 | 0 |  |  | 12-24VDC
112284390 | E40H10-2048-6-L-24 | 4296.6 |  |  | 12-24VDC
112284400 | E40H10-2500-6-L-24 | 0 |  |  | 12-24VDC
112284410 | E40H10-3000-6-L-24 | 0 |  |  | 12-24VDC
112284420 | E40H10-3600-6-L-24 | 0 |  |  | 12-24VDC
112284430 | E40H10-5000-6-L-24 | 0 |  |  | 12-24VDC
112284433 | E40H10-5000-6-L-24 | 6999.3 |  |  | 12-24VDC(8M)
112284510 | E40H10-1-4-L-24-C | 0 |  |  | 12-24VDC
112284520 | E40H10-2-4-L-24-C | 0 |  |  | 12-24VDC
112284530 | E40H10-5-4-L-24-C | 0 |  |  | 12-24VDC
112284540 | E40H10-10-6-L-24-C | 0 |  |  | 12-24VDC
112284550 | E40H10-12-4-L-24-C | 0 |  |  | 12-24VDC
112284560 | E40H10-15-6-L-24-C | 0 |  |  | 12-24VDC
112284570 | E40H10-20-6-L-24-C | 0 |  |  | 12-24VDC
112284580 | E40H10-23-6-L-24-C | 0 |  |  | 12-24VDC
112284590 | E40H10-25-6-L-24-C | 0 |  |  | 12-24VDC
112284600 | E40H10-30-6-L-24-C | 0 |  |  | 12-24VDC
112284610 | E40H10-35-6-L-24-C | 0 |  |  | 12-24VDC
112284620 | E40H10-40-6-L-24-C | 0 |  |  | 12-24VDC
112284630 | E40H10-45-6-L-24-C | 0 |  |  | 12-24VDC
112284640 | E40H10-50-6-L-24-C | 0 |  |  | 12-24VDC
112284650 | E40H10-60-6-L-24-C | 0 |  |  | 12-24VDC
112284660 | E40H10-75-6-L-24-C | 0 |  |  | 12-24VDC
112284670 | E40H10-100-6-L-24-C | 0 |  |  | 12-24VDC
112284680 | E40H10-120-6-L-24-C | 0 |  |  | 12-24VDC
112284690 | E40H10-125-6-L-24-C | 0 |  |  | 12-24VDC
112284700 | E40H10-150-6-L-24-C | 0 |  |  | 12-24VDC
112284710 | E40H10-192-6-L-24-C | 0 |  |  | 12-24VDC
112284720 | E40H10-200-6-L-24-C | 0 |  |  | 12-24VDC
112284730 | E40H10-240-6-L-24-C | 0 |  |  | 12-24VDC
112284740 | E40H10-250-6-L-24-C | 0 |  |  | 12-24VDC
112284750 | E40H10-256-6-L-24-C | 0 |  |  | 12-24VDC
112284760 | E40H10-300-6-L-24-C | 0 |  |  | 12-24VDC
112284770 | E40H10-360-6-L-24-C | 0 |  |  | 12-24VDC
112284780 | E40H10-400-6-L-24-C | 0 |  |  | 12-24VDC
112284790 | E40H10-500-6-L-24-C | 0 |  |  | 12-24VDC
112284800 | E40H10-512-6-L-24-C | 0 |  |  | 12-24VDC
112284810 | E40H10-600-6-L-24-C | 0 |  |  | 12-24VDC
112284820 | E40H10-800-6-L-24-C | 0 |  |  | 12-24VDC
112284830 | E40H10-1000-6-L-24-C | 0 |  |  | 12-24VDC
112284840 | E40H10-1024-6-L-24-C | 0 |  |  | 12-24VDC
112284850 | E40H10-1200-6-L-24-C | 0 |  |  | 12-24VDC
112284860 | E40H10-1500-6-L-24-C | 0 |  |  | 12-24VDC
112284870 | E40H10-1800-6-L-24-C | 0 |  |  | 12-24VDC
112284880 | E40H10-2000-6-L-24-C | 0 |  |  | 12-24VDC
112284890 | E40H10-2048-6-L-24-C | 0 |  |  | 12-24VDC
112284900 | E40H10-2500-6-L-24-C | 0 |  |  | 12-24VDC
112284910 | E40H10-3000-6-L-24-C | 0 |  |  | 12-24VDC
112284920 | E40H10-3600-6-L-24-C | 0 |  |  | 12-24VDC
112284930 | E40H10-5000-6-L-24-C | 0 |  |  | 12-24VDC
112285010 | E40HB10-1-4-L-24 | 0 |  |  | 12-24VDC
112285020 | E40HB10-2-4-L-24 | 0 |  |  | 12-24VDC
112285030 | E40HB10-5-4-L-24 | 0 |  |  | 12-24VDC
112285040 | E40HB10-10-6-L-24 | 0 |  |  | 12-24VDC
112285050 | E40HB10-12-4-L-24 | 0 |  |  | 12-24VDC
112285060 | E40HB10-15-6-L-24 | 0 |  |  | 12-24VDC
112285070 | E40HB10-20-6-L-24 | 0 |  |  | 12-24VDC
112285080 | E40HB10-23-6-L-24 | 0 |  |  | 12-24VDC
112285090 | E40HB10-25-6-L-24 | 0 |  |  | 12-24VDC
112285100 | E40HB10-30-6-L-24 | 0 |  |  | 12-24VDC
112285110 | E40HB10-35-6-L-24 | 0 |  |  | 12-24VDC
112285120 | E40HB10-40-6-L-24 | 0 |  |  | 12-24VDC
112285130 | E40HB10-45-6-L-24 | 0 |  |  | 12-24VDC
112285140 | E40HB10-50-6-L-24 | 0 |  |  | 12-24VDC
112285150 | E40HB10-60-6-L-24 | 0 |  |  | 12-24VDC
112285160 | E40HB10-75-6-L-24 | 0 |  |  | 12-24VDC
112285170 | E40HB10-100-6-L-24 | 0 |  |  | 12-24VDC
112285180 | E40HB10-120-6-L-24 | 0 |  |  | 12-24VDC
112285190 | E40HB10-125-6-L-24 | 0 |  |  | 12-24VDC
112285200 | E40HB10-150-6-L-24 | 0 |  |  | 12-24VDC
112285210 | E40HB10-192-6-L-24 | 0 |  |  | 12-24VDC
112285220 | E40HB10-200-6-L-24 | 0 |  |  | 12-24VDC
112285230 | E40HB10-240-6-L-24 | 0 |  |  | 12-24VDC
112285240 | E40HB10-250-6-L-24 | 0 |  |  | 12-24VDC
112285250 | E40HB10-256-6-L-24 | 0 |  |  | 12-24VDC
112285260 | E40HB10-300-6-L-24 | 0 |  |  | 12-24VDC
112285270 | E40HB10-360-6-L-24 | 0 |  |  | 12-24VDC
112285280 | E40HB10-400-6-L-24 | 0 |  |  | 12-24VDC
112285290 | E40HB10-500-6-L-24 | 0 |  |  | 12-24VDC
112285300 | E40HB10-512-6-L-24 | 0 |  |  | 12-24VDC
112285310 | E40HB10-600-6-L-24 | 0 |  |  | 12-24VDC
112285320 | E40HB10-800-6-L-24 | 0 |  |  | 12-24VDC
112285330 | E40HB10-1000-6-L-24 | 0 |  |  | 12-24VDC
112285340 | E40HB10-1024-6-L-24 | 0 |  |  | 12-24VDC
112285350 | E40HB10-1200-6-L-24 | 0 |  |  | 12-24VDC
112285360 | E40HB10-1500-6-L-24 | 0 |  |  | 12-24VDC
112285370 | E40HB10-1800-6-L-24 | 0 |  |  | 12-24VDC
112285380 | E40HB10-2000-6-L-24 | 0 |  |  | 12-24VDC
112285390 | E40HB10-2048-6-L-24 | 0 |  |  | 12-24VDC
112285400 | E40HB10-2500-6-L-24 | 0 |  |  | 12-24VDC
112285410 | E40HB10-3000-6-L-24 | 0 |  |  | 12-24VDC
112285420 | E40HB10-3600-6-L-24 | 0 |  |  | 12-24VDC
112285430 | E40HB10-5000-6-L-24 | 0 |  |  | 12-24VDC
112285510 | E40HB10-1-4-L-24-C | 0 |  |  | 12-24VDC
112285520 | E40HB10-2-4-L-24-C | 0 |  |  | 12-24VDC
112285530 | E40HB10-5-4-L-24-C | 0 |  |  | 12-24VDC
112285540 | E40HB10-10-6-L-24-C | 0 |  |  | 12-24VDC
112285550 | E40HB10-12-4-L-24-C | 0 |  |  | 12-24VDC
112285560 | E40HB10-15-6-L-24-C | 0 |  |  | 12-24VDC
112285570 | E40HB10-20-6-L-24-C | 0 |  |  | 12-24VDC
112285580 | E40HB10-23-6-L-24-C | 0 |  |  | 12-24VDC
112285590 | E40HB10-25-6-L-24-C | 0 |  |  | 12-24VDC
112285600 | E40HB10-30-6-L-24-C | 0 |  |  | 12-24VDC
112285610 | E40HB10-35-6-L-24-C | 0 |  |  | 12-24VDC
112285620 | E40HB10-40-6-L-24-C | 0 |  |  | 12-24VDC
112285630 | E40HB10-45-6-L-24-C | 0 |  |  | 12-24VDC
112285640 | E40HB10-50-6-L-24-C | 0 |  |  | 12-24VDC
112285650 | E40HB10-60-6-L-24-C | 0 |  |  | 12-24VDC
112285660 | E40HB10-75-6-L-24-C | 0 |  |  | 12-24VDC
112285670 | E40HB10-100-6-L-24-C | 0 |  |  | 12-24VDC
112285680 | E40HB10-120-6-L-24-C | 0 |  |  | 12-24VDC
112285690 | E40HB10-125-6-L-24-C | 0 |  |  | 12-24VDC
112285700 | E40HB10-150-6-L-24-C | 0 |  |  | 12-24VDC
112285710 | E40HB10-192-6-L-24-C | 0 |  |  | 12-24VDC
112285720 | E40HB10-200-6-L-24-C | 0 |  |  | 12-24VDC
112285730 | E40HB10-240-6-L-24-C | 0 |  |  | 12-24VDC
112285740 | E40HB10-250-6-L-24-C | 0 |  |  | 12-24VDC
112285750 | E40HB10-256-6-L-24-C | 0 |  |  | 12-24VDC
112285760 | E40HB10-300-6-L-24-C | 0 |  |  | 12-24VDC
112285770 | E40HB10-360-6-L-24-C | 0 |  |  | 12-24VDC
112285780 | E40HB10-400-6-L-24-C | 0 |  |  | 12-24VDC
112285790 | E40HB10-500-6-L-24-C | 0 |  |  | 12-24VDC
112285800 | E40HB10-512-6-L-24-C | 0 |  |  | 12-24VDC
112285810 | E40HB10-600-6-L-24-C | 0 |  |  | 12-24VDC
112285820 | E40HB10-800-6-L-24-C | 0 |  |  | 12-24VDC
112285830 | E40HB10-1000-6-L-24-C | 0 |  |  | 12-24VDC
112285840 | E40HB10-1024-6-L-24-C | 0 |  |  | 12-24VDC
112285850 | E40HB10-1200-6-L-24-C | 0 |  |  | 12-24VDC
112285860 | E40HB10-1500-6-L-24-C | 0 |  |  | 12-24VDC
112285870 | E40HB10-1800-6-L-24-C | 0 |  |  | 12-24VDC
112285880 | E40HB10-2000-6-L-24-C | 0 |  |  | 12-24VDC
112285890 | E40HB10-2048-6-L-24-C | 0 |  |  | 12-24VDC
112285900 | E40HB10-2500-6-L-24-C | 0 |  |  | 12-24VDC
112285910 | E40HB10-3000-6-L-24-C | 0 |  |  | 12-24VDC
112285920 | E40HB10-3600-6-L-24-C | 0 |  |  | 12-24VDC
112285930 | E40HB10-5000-6-L-24-C | 0 |  |  | 12-24VDC
112287010 | E40H12-1-4-L-24 | 0 |  |  | 12-24VDC
112287020 | E40H12-2-4-L-24 | 0 |  |  | 12-24VDC
112287030 | E40H12-5-4-L-24 | 0 |  |  | 12-24VDC
112287040 | E40H12-10-6-L-24 | 0 |  |  | 12-24VDC
112287050 | E40H12-12-4-L-24 | 0 |  |  | 12-24VDC
112287060 | E40H12-15-6-L-24 | 0 |  |  | 12-24VDC
112287070 | E40H12-20-6-L-24 | 0 |  |  | 12-24VDC
112287080 | E40H12-23-6-L-24 | 0 |  |  | 12-24VDC
112287090 | E40H12-25-6-L-24 | 0 |  |  | 12-24VDC
112287100 | E40H12-30-6-L-24 | 0 |  |  | 12-24VDC
112287110 | E40H12-35-6-L-24 | 0 |  |  | 12-24VDC
112287120 | E40H12-40-6-L-24 | 0 |  |  | 12-24VDC
112287130 | E40H12-45-6-L-24 | 0 |  |  | 12-24VDC
112287140 | E40H12-50-6-L-24 | 0 |  |  | 12-24VDC
112287150 | E40H12-60-6-L-24 | 0 |  |  | 12-24VDC
112287160 | E40H12-75-6-L-24 | 0 |  |  | 12-24VDC
112287170 | E40H12-100-6-L-24 | 0 |  |  | 12-24VDC
112287180 | E40H12-120-6-L-24 | 0 |  |  | 12-24VDC
112287190 | E40H12-125-6-L-24 | 0 |  |  | 12-24VDC
112287200 | E40H12-150-6-L-24 | 0 |  |  | 12-24VDC
112287210 | E40H12-192-6-L-24 | 0 |  |  | 12-24VDC
112287220 | E40H12-200-6-L-24 | 0 |  |  | 12-24VDC
112287230 | E40H12-240-6-L-24 | 0 |  |  | 12-24VDC
112287240 | E40H12-250-6-L-24 | 0 |  |  | 12-24VDC
112287250 | E40H12-256-6-L-24 | 0 |  |  | 12-24VDC
112287260 | E40H12-300-6-L-24 | 0 |  |  | 12-24VDC
112287270 | E40H12-360-6-L-24 | 0 |  |  | 12-24VDC
112287280 | E40H12-400-6-L-24 | 0 |  |  | 12-24VDC
112287290 | E40H12-500-6-L-24 | 0 |  |  | 12-24VDC
112287300 | E40H12-512-6-L-24 | 0 |  |  | 12-24VDC
112287310 | E40H12-600-6-L-24 | 0 |  |  | 12-24VDC
112287320 | E40H12-800-6-L-24 | 0 |  |  | 12-24VDC
112287330 | E40H12-1000-6-L-24 | 0 |  |  | 12-24VDC
112287340 | E40H12-1024-6-L-24 | 4158 |  |  | 12-24VDC
112287350 | E40H12-1200-6-L-24 | 0 |  |  | 12-24VDC
112287360 | E40H12-1500-6-L-24 | 0 |  |  | 12-24VDC
112287370 | E40H12-1800-6-L-24 | 0 |  |  | 12-24VDC
112287380 | E40H12-2000-6-L-24 | 0 |  |  | 12-24VDC
112287390 | E40H12-2048-6-L-24 | 4296.6 |  |  | 12-24VDC
112287400 | E40H12-2500-6-L-24 | 0 |  |  | 12-24VDC
112287410 | E40H12-3000-6-L-24 | 0 |  |  | 12-24VDC
112287420 | E40H12-3600-6-L-24 | 4296.6 |  |  | 12-24VDC
112287430 | E40H12-5000-6-L-24 | 0 |  |  | 12-24VDC
112287510 | E40H12-1-4-L-24-C | 0 |  |  | 12-24VDC
112287520 | E40H12-2-4-L-24-C | 0 |  |  | 12-24VDC
112287530 | E40H12-5-4-L-24-C | 0 |  |  | 12-24VDC
112287540 | E40H12-10-6-L-24-C | 0 |  |  | 12-24VDC
112287550 | E40H12-12-4-L-24-C | 0 |  |  | 12-24VDC
112287560 | E40H12-15-6-L-24-C | 0 |  |  | 12-24VDC
112287570 | E40H12-20-6-L-24-C | 0 |  |  | 12-24VDC
112287580 | E40H12-23-6-L-24-C | 0 |  |  | 12-24VDC
112287590 | E40H12-25-6-L-24-C | 0 |  |  | 12-24VDC
112287600 | E40H12-30-6-L-24-C | 0 |  |  | 12-24VDC
112287610 | E40H12-35-6-L-24-C | 0 |  |  | 12-24VDC
112287620 | E40H12-40-6-L-24-C | 0 |  |  | 12-24VDC
112287630 | E40H12-45-6-L-24-C | 0 |  |  | 12-24VDC
112287640 | E40H12-50-6-L-24-C | 0 |  |  | 12-24VDC
112287650 | E40H12-60-6-L-24-C | 0 |  |  | 12-24VDC
112287660 | E40H12-75-6-L-24-C | 0 |  |  | 12-24VDC
112287670 | E40H12-100-6-L-24-C | 0 |  |  | 12-24VDC
112287680 | E40H12-120-6-L-24-C | 0 |  |  | 12-24VDC
112287690 | E40H12-125-6-L-24-C | 0 |  |  | 12-24VDC
112287700 | E40H12-150-6-L-24-C | 0 |  |  | 12-24VDC
112287710 | E40H12-192-6-L-24-C | 0 |  |  | 12-24VDC
112287720 | E40H12-200-6-L-24-C | 0 |  |  | 12-24VDC
112287730 | E40H12-240-6-L-24-C | 0 |  |  | 12-24VDC
112287740 | E40H12-250-6-L-24-C | 0 |  |  | 12-24VDC
112287750 | E40H12-256-6-L-24-C | 0 |  |  | 12-24VDC
112287760 | E40H12-300-6-L-24-C | 0 |  |  | 12-24VDC
112287770 | E40H12-360-6-L-24-C | 0 |  |  | 12-24VDC
112287780 | E40H12-400-6-L-24-C | 0 |  |  | 12-24VDC
112287790 | E40H12-500-6-L-24-C | 0 |  |  | 12-24VDC
112287800 | E40H12-512-6-L-24-C | 0 |  |  | 12-24VDC
112287810 | E40H12-600-6-L-24-C | 0 |  |  | 12-24VDC
112287820 | E40H12-800-6-L-24-C | 0 |  |  | 12-24VDC
112287830 | E40H12-1000-6-L-24-C | 0 |  |  | 12-24VDC
112287840 | E40H12-1024-6-L-24-C | 0 |  |  | 12-24VDC
112287850 | E40H12-1200-6-L-24-C | 0 |  |  | 12-24VDC
112287860 | E40H12-1500-6-L-24-C | 0 |  |  | 12-24VDC
112287870 | E40H12-1800-6-L-24-C | 0 |  |  | 12-24VDC
112287880 | E40H12-2000-6-L-24-C | 0 |  |  | 12-24VDC
112287890 | E40H12-2048-6-L-24-C | 0 |  |  | 12-24VDC
112287900 | E40H12-2500-6-L-24-C | 0 |  |  | 12-24VDC
112287910 | E40H12-3000-6-L-24-C | 0 |  |  | 12-24VDC
112287920 | E40H12-3600-6-L-24-C | 4643.1 |  |  | 12-24VDC
112287930 | E40H12-5000-6-L-24-C | 0 |  |  | 12-24VDC
112288010 | E40HB12-1-4-L-24 | 0 |  |  | 12-24VDC
112288020 | E40HB12-2-4-L-24 | 0 |  |  | 12-24VDC
112288030 | E40HB12-5-4-L-24 | 0 |  |  | 12-24VDC
112288040 | E40HB12-10-6-L-24 | 0 |  |  | 12-24VDC
112288050 | E40HB12-12-4-L-24 | 0 |  |  | 12-24VDC
112288060 | E40HB12-15-6-L-24 | 0 |  |  | 12-24VDC
112288070 | E40HB12-20-6-L-24 | 0 |  |  | 12-24VDC
112288080 | E40HB12-23-6-L-24 | 0 |  |  | 12-24VDC
112288090 | E40HB12-25-6-L-24 | 0 |  |  | 12-24VDC
112288100 | E40HB12-30-6-L-24 | 0 |  |  | 12-24VDC
112288110 | E40HB12-35-6-L-24 | 0 |  |  | 12-24VDC
112288120 | E40HB12-40-6-L-24 | 0 |  |  | 12-24VDC
112288130 | E40HB12-45-6-L-24 | 0 |  |  | 12-24VDC
112288140 | E40HB12-50-6-L-24 | 0 |  |  | 12-24VDC
112288150 | E40HB12-60-6-L-24 | 0 |  |  | 12-24VDC
112288160 | E40HB12-75-6-L-24 | 0 |  |  | 12-24VDC
112288170 | E40HB12-100-6-L-24 | 0 |  |  | 12-24VDC
112288180 | E40HB12-120-6-L-24 | 0 |  |  | 12-24VDC
112288190 | E40HB12-125-6-L-24 | 0 |  |  | 12-24VDC
112288200 | E40HB12-150-6-L-24 | 0 |  |  | 12-24VDC
112288210 | E40HB12-192-6-L-24 | 0 |  |  | 12-24VDC
112288220 | E40HB12-200-6-L-24 | 0 |  |  | 12-24VDC
112288230 | E40HB12-240-6-L-24 | 0 |  |  | 12-24VDC
112288240 | E40HB12-250-6-L-24 | 0 |  |  | 12-24VDC
112288250 | E40HB12-256-6-L-24 | 0 |  |  | 12-24VDC
112288260 | E40HB12-300-6-L-24 | 0 |  |  | 12-24VDC
112288270 | E40HB12-360-6-L-24 | 0 |  |  | 12-24VDC
112288280 | E40HB12-400-6-L-24 | 0 |  |  | 12-24VDC
112288290 | E40HB12-500-6-L-24 | 0 |  |  | 12-24VDC
112288300 | E40HB12-512-6-L-24 | 0 |  |  | 12-24VDC
112288310 | E40HB12-600-6-L-24 | 0 |  |  | 12-24VDC
112288320 | E40HB12-800-6-L-24 | 0 |  |  | 12-24VDC
112288330 | E40HB12-1000-6-L-24 | 0 |  |  | 12-24VDC
112288340 | E40HB12-1024-6-L-24 | 0 |  |  | 12-24VDC
112288350 | E40HB12-1200-6-L-24 | 0 |  |  | 12-24VDC
112288360 | E40HB12-1500-6-L-24 | 0 |  |  | 12-24VDC
112288370 | E40HB12-1800-6-L-24 | 0 |  |  | 12-24VDC
112288380 | E40HB12-2000-6-L-24 | 0 |  |  | 12-24VDC
112288390 | E40HB12-2048-6-L-24 | 0 |  |  | 12-24VDC
112288400 | E40HB12-2500-6-L-24 | 0 |  |  | 12-24VDC
112288410 | E40HB12-3000-6-L-24 | 0 |  |  | 12-24VDC
112288420 | E40HB12-3600-6-L-24 | 0 |  |  | 12-24VDC
112288430 | E40HB12-5000-6-L-24 | 0 |  |  | 12-24VDC
112288510 | E40HB12-1-4-L-24-C | 0 |  |  | 12-24VDC
112288520 | E40HB12-2-4-L-24-C | 0 |  |  | 12-24VDC
112288530 | E40HB12-5-4-L-24-C | 0 |  |  | 12-24VDC
112288540 | E40HB12-10-6-L-24-C | 0 |  |  | 12-24VDC
112288550 | E40HB12-12-4-L-24-C | 0 |  |  | 12-24VDC
112288560 | E40HB12-15-6-L-24-C | 0 |  |  | 12-24VDC
112288570 | E40HB12-20-6-L-24-C | 0 |  |  | 12-24VDC
112288580 | E40HB12-23-6-L-24-C | 0 |  |  | 12-24VDC
112288590 | E40HB12-25-6-L-24-C | 0 |  |  | 12-24VDC
112288600 | E40HB12-30-6-L-24-C | 0 |  |  | 12-24VDC
112288610 | E40HB12-35-6-L-24-C | 0 |  |  | 12-24VDC
112288620 | E40HB12-40-6-L-24-C | 0 |  |  | 12-24VDC
112288630 | E40HB12-45-6-L-24-C | 0 |  |  | 12-24VDC
112288640 | E40HB12-50-6-L-24-C | 0 |  |  | 12-24VDC
112288650 | E40HB12-60-6-L-24-C | 0 |  |  | 12-24VDC
112288660 | E40HB12-75-6-L-24-C | 0 |  |  | 12-24VDC
112288670 | E40HB12-100-6-L-24-C | 0 |  |  | 12-24VDC
112288680 | E40HB12-120-6-L-24-C | 0 |  |  | 12-24VDC
112288690 | E40HB12-125-6-L-24-C | 0 |  |  | 12-24VDC
112288700 | E40HB12-150-6-L-24-C | 0 |  |  | 12-24VDC
112288710 | E40HB12-192-6-L-24-C | 0 |  |  | 12-24VDC
112288720 | E40HB12-200-6-L-24-C | 0 |  |  | 12-24VDC
112288730 | E40HB12-240-6-L-24-C | 0 |  |  | 12-24VDC
112288740 | E40HB12-250-6-L-24-C | 0 |  |  | 12-24VDC
112288741 | E40HB12-250-6-L-5-C | 0 |  |  | DC5V
112288750 | E40HB12-256-6-L-24-C | 0 |  |  | 12-24VDC
112288760 | E40HB12-300-6-L-24-C | 0 |  |  | 12-24VDC
112288761 | E40HB12-300-6-L-5-C | 0 |  |  | DC5V
112288770 | E40HB12-360-6-L-24-C | 0 |  |  | 12-24VDC
112288771 | E40HB12-360-6-L-5-C | 0 |  |  | DC5V
112288780 | E40HB12-400-6-L-24-C | 0 |  |  | 12-24VDC
112288790 | E40HB12-500-6-L-24-C | 0 |  |  | 12-24VDC
112288800 | E40HB12-512-6-L-24-C | 0 |  |  | 12-24VDC
112288810 | E40HB12-600-6-L-24-C | 0 |  |  | 12-24VDC
112288820 | E40HB12-800-6-L-24-C | 0 |  |  | 12-24VDC
112288830 | E40HB12-1000-6-L-24-C | 0 |  |  | 12-24VDC
112288840 | E40HB12-1024-6-L-24-C | 0 |  |  | 12-24VDC
112288850 | E40HB12-1200-6-L-24-C | 0 |  |  | 12-24VDC
112288860 | E40HB12-1500-6-L-24-C | 0 |  |  | 12-24VDC
112288870 | E40HB12-1800-6-L-24-C | 0 |  |  | 12-24VDC
112288880 | E40HB12-2000-6-L-24-C | 0 |  |  | 12-24VDC
112288890 | E40HB12-2048-6-L-24-C | 0 |  |  | 12-24VDC
112288900 | E40HB12-2500-6-L-24-C | 0 |  |  | 12-24VDC
112288910 | E40HB12-3000-6-L-24-C | 0 |  |  | 12-24VDC
112288920 | E40HB12-3600-6-L-24-C | 0 |  |  | 12-24VDC
112288930 | E40HB12-5000-6-L-24-C | 0 |  |  | 12-24VDC
112300060 | ENH-100-1-L-5 | 4158 | 100 | Handle type | DC5V | Line driver | Normal 'H'
112300061 | ENH-100-1-L-5 | 0 |  |  | WIA(BLACK-AL)
112300070 | ENH-100-2-L-5 | 4158 | 100 | Handle type | DC5V | Line driver | Normal 'L'
112300071 | ENH-100-2-L-5 | 0 |  |  | DOOSAN
112300073 | ENH-100-2-L-5-M2 | 4158 |  |  | DC5V
112300075 | ENH-100-2-L-5 | 0 |  |  | WIA(BLACK-AL)
112300100 | ENH-100-2-V-24 | 4158 | 100 | Handle type | DC12-24V | Voltage | Normal 'L'
112300101 | ENH-100-2-V-5 | 4158 | 100 | Handle type | DC5V | Voltage | Normal 'L'
112300110 | ENH-25-1-T-5 | 4158 | 25 | Handle type | DC5V | Totempole | Normal 'H'
112300120 | ENH-25-2-T-5 | 4158 | 25 | Handle type | DC5V | Totempole | Normal 'L'
112300130 | ENH-100-1-T-5 | 4158 | 100 | Handle type | DC5V | Totempole | Normal 'H'
112300140 | ENH-100-2-T-5 | 4158 | 100 | Handle type | DC5V | Totempole | Normal 'L'
112300150 | ENH-25-1-L-5 | 4158 | 25 | Handle type | DC5V | Line driver | Normal 'H'
112300160 | ENH-25-2-L-5 | 4158 | 25 | Handle type | DC5V | Line driver | Normal 'L'
112300170 | ENH-25-1-T-24 | 4158 | 25 | Handle type | DC12-24V | Totempole | Normal 'H'
112300180 | ENH-25-2-T-24 | 4158 | 25 | Handle type | DC12-24V | Totempole | Normal 'L'
112300190 | ENH-100-1-T-24 | 4158 | 100 | Handle type | DC12-24V | Totempole | Normal 'H'
112300200 | ENH-100-2-T-24 | 4158 |  |  | DC12-24V
112300210 | ENHP-100-2-L-5-M3 | 18988.2 |  |  | OPTION-M3
112300220 | ENHP-100-2-L-5-M4 | 19473.3 |  |  | OPTION-M4
112300230 | ENHP-100-1-L-5 | 19473.3 | 100 | Handle type | DC5V(IP67) | Line driver | Normal 'L'
112300231 | ENHP-100-1-L-5 | 0 |  |  | WIA
112300240 | ENHP-100-2-L-5 | 19473.3 |  |  | DC5V(IP67)
112300242 | ENHP-100-2-L-5 | 0 |  |  | TAKEDA
112300250 | ENHP-100-1-V-5(M&R) | 0 |  |  | M&R їЙјЗ
112300260 | ENHP-100-2-V-5(M&R) | 0 |  |  | M&R їЙјЗ
112300270 | ENHP-100-1-T-24 | 14067.9 |  |  | 12-24VDC
112300280 | ENHP-100-1-T-5 | 14067.9 |  |  | 5VDC
112300290 | ENHP-100-2-T-24 | 14067.9 |  |  | 12-24VDC
112300300 | ENHP-100-2-T-5 | 14067.9 |  |  | 5VDC
112300510 | ENHP-100-1-L-5 | 14067.9 | 100 | Handle type | 5VDC | Line driver | Normal 'H'
112300520 | ENHP-100-2-L-5 | 14067.9 |  |  | 5VDC
112309040 | ENH-100-1-V-5 | 4158 | 100 | Handle type | DC5V | Voltage | Normal 'H'
112309050 | ENH-100-1-V-24 | 4158 | 100 | Handle type | DC12-24V | Voltage | Normal 'H'
112309060 | ENH-25-1-V-24 | 4158 | 25 | Handle type | DC12-24V | Voltage | Normal 'H'
112309070 | ENH-25-1-V-5 | 4158 | 25 | Handle type | DC5V | Voltage | Normal 'H'
112309080 | ENH-25-2-V-24 | 4158 | 25 | Handle type | DC12-24V | Voltage | Normal 'L'
112309090 | ENH-25-2-V-5 | 4158 | 25 | Handle type | DC5V | Voltage | Normal 'L'
112310010 | ENP-111F-006-P | 8316 |  |  | DC12-24V
112310020 | ENP-111F-008-P | 8316 |  |  | DC12-24V
112310030 | ENP-111F-012-P | 8316 |  |  | DC12-24V
112310040 | ENP-111F-016-P | 8316 |  |  | DC12-24V
112310050 | ENP-111F-024-P | 8316 |  |  | DC12-24V
112310060 | ENP-110F-360-P | 8316 |  |  | DC5-12V
112310061 | ENP-110F-360-P | 0 |  |  | DEMOKITїл
112310070 | ENP-111R-006-P | 8316 |  |  | DC12-24V
112310080 | ENP-111R-008-P | 8316 |  |  | DC12-24V
112310090 | ENP-111R-012-P | 8316 |  |  | DC12-24V
112310100 | ENP-111R-016-P | 8316 |  |  | DC12-24V
112310110 | ENP-111R-024-P | 8316 |  |  | DC12-24V
112310120 | ENP-110R-360-P | 8316 |  |  | DC5-12V
112312000 | ENP-101F-006-N | 8316 |  |  | DC12-24V
112312010 | ENP-101F-008-N | 8316 |  |  | DC12-24V
112312020 | ENP-101F-012-N | 8316 |  |  | DC12-24V
112312030 | ENP-101F-016-N | 8316 |  |  | DC12-24V
112312040 | ENP-101F-024-N | 8316 |  |  | DC12-24V
112312050 | ENP-100F-360-N | 8316 |  |  | DC5-12V
112312051 | ENP-100F-360-N | 8870.4 |  |  | DC5-12V(5M)
112312052 | ENP-100F-360-N | 9009 |  |  | DC5-12V(6M)
112312053 | ENP-100F-360-N | 9147.6 |  |  | DC5-12V(7M)
112312060 | ENP-101R-006-N | 8316 |  |  | DC12-24V
112312070 | ENP-101R-008-N | 8316 |  |  | DC12-24V
112312080 | ENP-101R-012-N | 8316 |  |  | DC12-24V
112312090 | ENP-101R-016-N | 8316 |  |  | DC12-24V
112312100 | ENP-101R-024-N | 8316 |  |  | DC12-24V
112312110 | ENP-100R-360-N | 8316 |  |  | DC5-12V
112312120 | ENP-101F-360-N | 8316 |  |  | 12-24VDC
112312130 | ENP-101R-360-N | 8316 |  |  | 12-24VDC
112312140 | ENP-111F-360-P | 8316 |  |  | 12-24VDC
112312150 | ENP-111R-360-P | 8316 |  |  | 12-24VDC
112313010 | ENP-111F-006-P | 8316 |  |  | 12-24VDC(NEW)
112313020 | ENP-111F-008-P | 8316 |  |  | 12-24VDC(NEW)
112313030 | ENP-111F-012-P | 8316 |  |  | 12-24VDC(NEW)
112313040 | ENP-111F-016-P | 8316 |  |  | 12-24VDC(NEW)
112313050 | ENP-111F-024-P | 8316 |  |  | 12-24VDC(NEW)
112313060 | ENP-110F-360-P | 8316 |  |  | 5VDC(NEW)
112313061 | ENP-110F-360-P | 0 |  |  | DEMOKIT(NEW)
112313070 | ENP-111R-006-P | 8316 |  |  | 12-24VDC(NEW)
112313080 | ENP-111R-008-P | 8316 |  |  | 12-24VDC(NEW)
112313090 | ENP-111R-012-P | 8316 |  |  | 12-24VDC(NEW)
112313100 | ENP-111R-016-P | 8316 |  |  | 12-24VDC(NEW)
112313110 | ENP-111R-024-P | 8316 |  |  | 12-24VDC(NEW)
112313120 | ENP-110R-360-P | 8316 |  |  | 5VDC(NEW)
112313130 | ENP-101F-006-N | 8316 |  |  | 12-24VDC(NEW)
112313140 | ENP-101F-008-N | 8316 |  |  | 12-24VDC(NEW)
112313150 | ENP-101F-012-N | 8316 |  |  | 12-24VDC(NEW)
112313160 | ENP-101F-016-N | 8316 |  |  | 12-24VDC(NEW)
112313170 | ENP-101F-024-N | 8316 |  |  | 12-24VDC(NEW)
112313180 | ENP-100F-360-N | 8316 |  |  | 5VDC(NEW)
112313181 | ENP-100F-360-N | 8870.4 |  |  | 5VDC(5M)(NEW)
112313182 | ENP-100F-360-N | 9009 |  |  | 5VDC(6M)(NEW)
112313183 | ENP-100F-360-N | 9147.6 |  |  | 5VDC(7M)(NEW)
112313190 | ENP-101R-006-N | 8316 |  |  | 12-24VDC(NEW)
112313200 | ENP-101R-008-N | 8316 |  |  | 12-24VDC(NEW)
112313210 | ENP-101R-012-N | 8316 |  |  | 12-24VDC(NEW)
112313220 | ENP-101R-016-N | 8316 |  |  | 12-24VDC(NEW)
112313230 | ENP-101R-024-N | 8316 |  |  | 12-24VDC(NEW)
112313240 | ENP-100R-360-N | 8316 |  |  | 5VDC(NEW)
112313250 | ENP-101F-360-N | 8316 |  |  | 12-24VDC(NEW)
112313260 | ENP-101R-360-N | 8316 |  |  | 12-24VDC(NEW)
112313270 | ENP-111F-360-P | 8316 |  |  | 12-24VDC(NEW)
112313280 | ENP-111R-360-P | 8316 |  |  | 12-24VDC(NEW)
112313290 | ENP-100F-360-C | 8316 |  |  | 5VDC(NEW)
112316020 | ENP-100F-360-C | 8316 |  |  | DC5-12V
112321050 | EP50S8-720-3R-P-24 | 4643.1 |  |  | DC12-24V
112321082 | EP50S8-720-3F-N-5 | 4643.1 |  |  | DC5V
112322120 | EP50S8-45-3R-P-24 | 4643.1 |  |  | DC12-24V
112322190 | EP50S8-64-1F-P-24 | 4643.1 |  |  | DC12-24V
112322200 | EP50S8-64-2F-P-24 | 4643.1 |  |  | DC12-24V
112324010 | EP50S8-1024-1F-P-24 | 4643.1 |  |  | DC12-24V(NEC)
112324011 | EP50S8-1024-1F-P-5 | 4643.1 |  |  | DC5V(NEC)
112324020 | EP50S8-1024-2F-P-24 | 4643.1 |  |  | DC12-24V(NEC)
112324021 | EP50S8-1024-2F-P-5 | 4643.1 |  |  | DC5V(NEC)
112324022 | EP50S8-1024-2F-P-24 | 4851 |  |  | DC12-24V(5M)(NEC)
112324023 | EP50S8-1024-2F-P-24 | 8523.9 |  |  | 12-24VDC(30M)(NEC)
112324030 | EP50S8-1024-3F-P-24 | 4643.1 |  |  | DC12-24V(NEC)
112324031 | EP50S8-1024-3F-P-5 | 4643.1 |  |  | DC5V(NEC)
112324040 | EP50S8-1024-1R-P-24 | 4643.1 |  |  | DC12-24V(NEC)
112324041 | EP50S8-1024-1R-P-5 | 4643.1 |  |  | DC5V(NEC)
112324050 | EP50S8-1024-2R-P-24 | 4643.1 |  |  | DC12-24V(NEC)
112324051 | EP50S8-1024-2R-P-5 | 4643.1 |  |  | DC5V(NEC)
112324060 | EP50S8-1024-3R-P-24 | 4643.1 |  |  | DC12-24V(NEC)
112324061 | EP50S8-1024-3R-P-5 | 4643.1 |  |  | DC5V(NEC)
112324070 | EP50S8-1024-1F-N-24 | 4643.1 |  |  | DC12-24V(NEC)
112324071 | EP50S8-1024-1F-N-5 | 4643.1 |  |  | DC5V(NEC)
112324072 | EP50S8-1024-1F-N-24 | 4643.1 |  |  | DC12-24V(5M)(NEC)
112324080 | EP50S8-1024-2F-N-24 | 4643.1 |  |  | DC12-24V(NEC)
112324081 | EP50S8-1024-2F-N-5 | 4643.1 |  |  | DC5V(NEC)
112324082 | EP50S8-1024-2F-N-5 | 4643.1 |  |  | DC5V(5M)(NEC)
112324084 | EP50S8-1024-2F-N-24 | 4851 |  |  | DC12-24V(5M)(NEC)
112324090 | EP50S8-1024-3F-N-24 | 4643.1 |  |  | DC12-24V(NEC)
112324091 | EP50S8-1024-3F-N-5 | 4643.1 |  |  | DC5V(NEC)
112324092 | EP50S8-1024-3F-N-24 | 4712.4 |  |  | DC12-24V(3M)(NEC)
112324093 | EP50S8-1024-3F-N-24 | 4851 |  |  | DC12-24V(5M)(NEC)
112324100 | EP50S8-1024-1R-N-24 | 4643.1 |  |  | DC12-24V(NEC)
112324101 | EP50S8-1024-1R-N-5 | 4643.1 |  |  | DC5V(NEC)
112324110 | EP50S8-1024-2R-N-24 | 4643.1 |  |  | DC12-24V(NEC)
112324111 | EP50S8-1024-2R-N-5 | 4643.1 |  |  | DC5V(NEC)
112324112 | EP50S8-1024-2R-N-24 | 4643.1 |  |  | DC12-24V(8M)(NEC)
112324120 | EP50S8-1024-3R-N-24 | 4643.1 |  |  | DC12-24V(NEC)
112324121 | EP50S8-1024-3R-N-5 | 4643.1 |  |  | DC5V(NEC)
112324130 | EP50S8-720-1F-P-24 | 4643.1 |  |  | DC12-24V(NEC)
112324131 | EP50S8-720-1F-P-5 | 4643.1 |  |  | DC5V(NEC)
112324134 | EP50S8-720-1F-P-24 | 4851 |  |  | DC12-24V(5M)(NEC)
112324140 | EP50S8-720-2F-P-24 | 4643.1 |  |  | DC12-24V(NEC)
112324141 | EP50S8-720-2F-P-5 | 4643.1 |  |  | DC5V(NEC)
112324150 | EP50S8-720-3F-P-24 | 4643.1 |  |  | DC12-24V(NEC)
112324151 | EP50S8-720-3F-P-5 | 4643.1 |  |  | DC5V(NEC)
112324160 | EP50S8-720-1R-P-24 | 4643.1 |  |  | DC12-24V(NEC)
112324161 | EP50S8-720-1R-P-5 | 4643.1 |  |  | DC5V(NEC)
112324164 | EP50S8-720-1R-P-24 | 4851 |  |  | DC12-24V(5M)(NEC)
112324170 | EP50S8-720-2R-P-24 | 4643.1 |  |  | DC12-24V(NEC)
112324171 | EP50S8-720-2R-P-5 | 4643.1 |  |  | DC5V(NEC)
112324172 | EP50S8-720-2R-P-24 | 4851 |  |  | DC12-24V(5M)(NEC)
112324180 | EP50S8-720-3R-P-24 | 4643.1 |  |  | DC12-24V(NEC)
112324181 | EP50S8-720-3R-P-5 | 4643.1 |  |  | DC5V(NEC)
112324190 | EP50S8-720-1F-N-24 | 4643.1 |  |  | DC12-24V(NEC)
112324191 | EP50S8-720-1F-N-5 | 4643.1 |  |  | DC5V(NEC)
112324192 | EP50S8-720-1F-N-5 | 4851 |  |  | DC5V(5M)(NEC)
112324200 | EP50S8-720-2F-N-24 | 4643.1 |  |  | DC12-24V(NEC)
112324201 | EP50S8-720-2F-N-5 | 4643.1 |  |  | DC5V(NEC)
112324202 | EP50S8-720-2F-P-24 | 5058.9 |  |  | DC12-24V(8M)(NEC)
112324210 | EP50S8-720-3F-N-24 | 4643.1 |  |  | DC12-24V(NEC)
112324211 | EP50S8-720-3F-N-24 | 5058.9 |  |  | DC12-24V(5M)(NEC)
112324212 | EP50S8-720-3F-N-5 | 4643.1 |  |  | DC5V(NEC)
112324220 | EP50S8-720-1R-N-24 | 4643.1 |  |  | DC12-24V(NEC)
112324221 | EP50S8-720-1R-N-5 | 4643.1 |  |  | DC5V(NEC)
112324230 | EP50S8-720-2R-N-24 | 4643.1 |  |  | DC12-24V(NEC)
112324231 | EP50S8-720-2R-N-5 | 4643.1 |  |  | DC5V(NEC)
112324240 | EP50S8-720-3R-N-24 | 4643.1 |  |  | DC12-24V(NEC)
112324241 | EP50S8-720-3R-N-5 | 4643.1 |  |  | DC5V(NEC)
112324242 | EP50S8-720-3R-N-24 | 4851 |  |  | DC12-24V(5M)(NEC)
112324250 | EP50S8-512-1F-P-24 | 4643.1 |  |  | DC12-24V(NEC)
112324251 | EP50S8-512-1F-P-5 | 4643.1 |  |  | DC5V(NEC)
112324260 | EP50S8-512-2F-P-24 | 4643.1 |  |  | DC12-24V(NEC)
112324261 | EP50S8-512-2F-P-5 | 4643.1 |  |  | DC5V(NEC)
112324270 | EP50S8-512-3F-P-24 | 4643.1 |  |  | DC12-24V(NEC)
112324271 | EP50S8-512-3F-P-5 | 4643.1 |  |  | DC5V(NEC)
112324280 | EP50S8-512-1R-P-24 | 4643.1 |  |  | DC12-24V(NEC)
112324281 | EP50S8-512-1R-P-5 | 4643.1 |  |  | DC5V(NEC)
112324290 | EP50S8-512-2R-P-24 | 4643.1 |  |  | DC12-24V(NEC)
112324291 | EP50S8-512-2R-P-5 | 4643.1 |  |  | DC5V(NEC)
112324300 | EP50S8-512-3R-P-24 | 4643.1 |  |  | DC12-24V(NEC)
112324301 | EP50S8-512-3R-P-5 | 4643.1 |  |  | DC5V(NEC)
112324310 | EP50S8-512-1F-N-24 | 4643.1 |  |  | DC12-24V(NEC)
112324311 | EP50S8-512-1F-N-5 | 4643.1 |  |  | DC5V(NEC)
112324320 | EP50S8-512-2F-N-24 | 4643.1 |  |  | DC12-24V(NEC)
112324321 | EP50S8-512-2F-N-5 | 4643.1 |  |  | DC5V(NEC)
112324330 | EP50S8-512-3F-N-24 | 4643.1 |  |  | DC12-24V(NEC)
112324331 | EP50S8-512-3F-N-5 | 4643.1 |  |  | DC5V(NEC)
112324340 | EP50S8-512-1R-N-24 | 4643.1 |  |  | DC12-24V(NEC)
112324341 | EP50S8-512-1R-N-5 | 4643.1 |  |  | DC5V(NEC)
112324350 | EP50S8-512-2R-N-24 | 4643.1 |  |  | DC12-24V(NEC)
112324351 | EP50S8-512-2R-N-5 | 4643.1 |  |  | DC5V(NEC)
112324360 | EP50S8-512-3R-N-24 | 4643.1 |  |  | DC12-24V(NEC)
112324361 | EP50S8-512-3R-N-5 | 4643.1 |  |  | DC5V(NEC)
112324370 | EP50S8-360-1F-P-24 | 4643.1 |  |  | DC12-24V(NEC)
112324371 | EP50S8-360-1F-P-5 | 4643.1 |  |  | DC5V(NEC)
112324374 | EP50S8-360-1F-P-24 | 4851 |  |  | DC12-24V(5M)(NEC)
112324380 | EP50S8-360-2F-P-24 | 4643.1 |  |  | DC12-24V(NEC)
112324381 | EP50S8-360-2F-P-5 | 4643.1 |  |  | DC5V(NEC)
112324390 | EP50S8-360-3F-P-24 | 4643.1 |  |  | DC12-24V(NEC)
112324391 | EP50S8-360-3F-P-5 | 4643.1 |  |  | DC5V(NEC)
112324400 | EP50S8-360-1R-P-24 | 4643.1 |  |  | DC12-24V(NEC)
112324401 | EP50S8-360-1R-P-5 | 4643.1 |  |  | DC5V(NEC)
112324404 | EP50S8-360-1R-P-24 | 4851 |  |  | DC12-24V(5M)(NEC)
112324410 | EP50S8-360-2R-P-24 | 4643.1 |  |  | DC12-24V(NEC)
112324411 | EP50S8-360-2R-P-5 | 4643.1 |  |  | DC5V(NEC)
112324420 | EP50S8-360-3R-P-24 | 4643.1 |  |  | DC12-24V(NEC)
112324421 | EP50S8-360-3R-P-5 | 4643.1 |  |  | DC5V(NEC)
112324430 | EP50S8-360-1F-N-24 | 4643.1 |  |  | DC12-24V(NEC)
112324431 | EP50S8-360-1F-N-5 | 4643.1 |  |  | DC5V(NEC)
112324432 | EP50S8-360-1F-N-24 | 4851 |  |  | DC12-24V(5M)(NEC)
112324440 | EP50S8-360-2F-N-24 | 4643.1 |  |  | DC12-24V(NEC)
112324441 | EP50S8-360-2F-N-5 | 4643.1 |  |  | DC5V(NEC)
112324442 | EP50S8-360-2F-N-5 | 4851 |  |  | DC5V(5M)(NEC)
112324450 | EP50S8-360-3F-N-24 | 4643.1 |  |  | DC12-24V(NEC)
112324451 | EP50S8-360-3F-N-5 | 4643.1 |  |  | DC5V(NEC)
112324460 | EP50S8-360-3F-N-24 | 4851 |  |  | DC12-24V(5M)(NEC)
112324461 | EP50S8-360-1R-N-24 | 4643.1 |  |  | DC12-24V(NEC)
112324470 | EP50S8-360-1R-N-5 | 4643.1 |  |  | DC5V(NEC)
112324471 | EP50S8-360-2R-N-24 | 4643.1 |  |  | DC12-24V(NEC)
112324474 | EP50S8-360-2R-N-24 | 4851 |  |  | DC12-24V(5M)(NEC)
112324480 | EP50S8-360-2R-N-5 | 4643.1 |  |  | DC5V(NEC)
112324481 | EP50S8-360-2R-N-24 | 5058.9 |  |  | DC12-24V(8M)(NEC)
112324490 | EP50S8-360-3R-N-24 | 4643.1 |  |  | DC12-24V(NEC)
112324491 | EP50S8-360-3R-N-5 | 4643.1 |  |  | DC5V(NEC)
112324492 | EP50S8-360-3R-N-24 | 4851 |  |  | DC12-24V(5M)(NEC)
112324500 | EP50S8-256-1F-P-24 | 4643.1 |  |  | DC12-24V(NEC)
112324501 | EP50S8-256-1F-P-5 | 4643.1 |  |  | DC5V(NEC)
112324510 | EP50S8-256-2F-P-24 | 4643.1 |  |  | DC12-24V(NEC)
112324511 | EP50S8-256-2F-P-5 | 4643.1 |  |  | DC5V(NEC)
112324520 | EP50S8-256-3F-P-24 | 4643.1 |  |  | DC12-24V(NEC)
112324521 | EP50S8-256-3F-P-5 | 4643.1 |  |  | DC5V(NEC)
112324530 | EP50S8-256-1R-P-24 | 4643.1 |  |  | DC12-24V(NEC)
112324531 | EP50S8-256-1R-P-5 | 4643.1 |  |  | DC5V(NEC)
112324540 | EP50S8-256-2R-P-24 | 4643.1 |  |  | DC12-24V(NEC)
112324541 | EP50S8-256-2R-P-5 | 4643.1 |  |  | DC5V(NEC)
112324550 | EP50S8-256-3R-P-24 | 4643.1 |  |  | DC12-24V(NEC)
112324551 | EP50S8-256-3R-P-5 | 4643.1 |  |  | DC5V(NEC)
112324560 | EP50S8-256-1F-N-24 | 4643.1 |  |  | DC12-24V(NEC)
112324561 | EP50S8-256-1F-N-5 | 4643.1 |  |  | DC5V(NEC)
112324570 | EP50S8-256-2F-N-24 | 4643.1 |  |  | DC12-24V(NEC)
112324571 | EP50S8-256-2F-N-5 | 4643.1 |  |  | DC5V(NEC)
112324572 | EP50S8-256-2F-N-24 | 4851 |  |  | DC12-24V(5M)(NEC)
112324580 | EP50S8-256-3F-N-24 | 4643.1 |  |  | DC12-24V(NEC)
112324581 | EP50S8-256-3F-N-5 | 4643.1 |  |  | DC5V(NEC)
112324590 | EP50S8-256-1R-N-24 | 4643.1 |  |  | DC12-24V(NEC)
112324591 | EP50S8-256-1R-N-5 | 4643.1 |  |  | DC5V(NEC)
112324600 | EP50S8-256-2R-N-24 | 4643.1 |  |  | DC12-24V(NEC)
112324601 | EP50S8-256-2R-N-5 | 4643.1 |  |  | DC5V(NEC)
112324602 | EP50S8-256-2R-N-24 | 4851 |  |  | DC12-24V(5M)(NEC)
112324610 | EP50S8-256-3R-N-24 | 4643.1 |  |  | DC12-24V(NEC)
112324611 | EP50S8-256-3R-N-5 | 4643.1 |  |  | DC5V(NEC)
112324620 | EP50S8-180-1F-P-24 | 4643.1 |  |  | DC12-24V(NEC)
112324621 | EP50S8-180-1F-P-5 | 4643.1 |  |  | DC5V(NEC)
112324630 | EP50S8-180-2F-P-24 | 4643.1 |  |  | DC12-24V(NEC)
112324631 | EP50S8-180-2F-P-5 | 4643.1 |  |  | DC5V(NEC)
112324640 | EP50S8-180-3F-P-24 | 4643.1 |  |  | DC12-24V(NEC)
112324641 | EP50S8-180-3F-P-5 | 4643.1 |  |  | DC5V(NEC)
112324650 | EP50S8-180-1R-P-24 | 4643.1 |  |  | DC12-24V(NEC)
112324651 | EP50S8-180-1R-P-5 | 4643.1 |  |  | DC5V(NEC)
112324660 | EP50S8-180-2R-P-24 | 4643.1 |  |  | DC12-24V(NEC)
112324661 | EP50S8-180-2R-P-5 | 4643.1 |  |  | DC5V(NEC)
112324670 | EP50S8-180-3R-P-24 | 4643.1 |  |  | DC12-24V(NEC)
112324671 | EP50S8-180-3R-P-5 | 4643.1 |  |  | DC5V(NEC)
112324680 | EP50S8-180-1F-N-24 | 4643.1 |  |  | DC12-24V(NEC)
112324681 | EP50S8-180-1F-N-5 | 4643.1 |  |  | DC5V(NEC)
112324690 | EP50S8-180-2F-N-24 | 4643.1 |  |  | DC12-24V(NEC)
112324691 | EP50S8-180-2F-N-5 | 4643.1 |  |  | DC5V(NEC)
112324700 | EP50S8-180-3F-N-24 | 4643.1 |  |  | DC12-24V(NEC)
112324701 | EP50S8-180-3F-N-5 | 4643.1 |  |  | DC5V(NEC)
112324710 | EP50S8-180-1R-N-24 | 4643.1 |  |  | DC12-24V(NEC)
112324711 | EP50S8-180-1R-N-5 | 4643.1 |  |  | DC5V(NEC)
112324720 | EP50S8-180-2R-N-24 | 4643.1 |  |  | DC12-24V(NEC)
112324721 | EP50S8-180-2R-N-5 | 4643.1 |  |  | DC5V(NEC)
112324730 | EP50S8-180-3R-N-24 | 4643.1 |  |  | DC12-24V(NEC)
112324731 | EP50S8-180-3R-N-5 | 4643.1 |  |  | DC5V(NEC)
112324740 | EP50S8-128-1F-P-24 | 4643.1 |  |  | DC12-24V(NEC)
112324741 | EP50S8-128-1F-P-5 | 4643.1 |  |  | DC5V(NEC)
112324750 | EP50S8-128-2F-P-24 | 4643.1 |  |  | DC12-24V(NEC)
112324751 | EP50S8-128-2F-P-5 | 4643.1 |  |  | DC5V(NEC)
112324760 | EP50S8-128-3F-P-24 | 4643.1 |  |  | DC12-24V(NEC)
112324761 | EP50S8-128-3F-P-5 | 4643.1 |  |  | DC5V(NEC)
112324770 | EP50S8-128-1R-P-24 | 4643.1 |  |  | DC12-24V(NEC)
112324771 | EP50S8-128-1R-P-5 | 4643.1 |  |  | DC5V(NEC)
112324780 | EP50S8-128-2R-P-24 | 4643.1 |  |  | DC12-24V(NEC)
112324781 | EP50S8-128-2R-P-5 | 4643.1 |  |  | DC5V(NEC)
112324790 | EP50S8-128-3R-P-24 | 4643.1 |  |  | DC12-24V(NEC)
112324791 | EP50S8-128-3R-P-5 | 4643.1 |  |  | DC5V(NEC)
112324800 | EP50S8-128-1F-N-24 | 4643.1 |  |  | DC12-24V(NEC)
112324801 | EP50S8-128-1F-N-5 | 4643.1 |  |  | DC5V(NEC)
112324810 | EP50S8-128-2F-N-24 | 4643.1 |  |  | DC12-24V(NEC)
112324811 | EP50S8-128-2F-N-5 | 4643.1 |  |  | DC5V(NEC)
112324820 | EP50S8-128-3F-N-24 | 4643.1 |  |  | DC12-24V(NEC)
112324821 | EP50S8-128-3F-N-5 | 4643.1 |  |  | DC5V(NEC)
112324830 | EP50S8-128-1R-N-24 | 4643.1 |  |  | DC12-24V(NEC)
112324831 | EP50S8-128-1R-N-5 | 4643.1 |  |  | DC5V(NEC)
112324840 | EP50S8-128-2R-N-24 | 4643.1 |  |  | DC12-24V(NEC)
112324841 | EP50S8-128-2R-N-5 | 4643.1 |  |  | DC5V(NEC)
112324850 | EP50S8-128-3R-N-24 | 4643.1 |  |  | DC12-24V(NEC)
112324851 | EP50S8-128-3R-N-5 | 4643.1 |  |  | DC5V(NEC)
112324860 | EP50S8-90-1F-P-24 | 4643.1 |  |  | DC12-24V(NEC)
112324861 | EP50S8-90-1F-P-5 | 4643.1 |  |  | DC5V(NEC)
112324870 | EP50S8-90-2F-P-24 | 4643.1 |  |  | DC12-24V(NEC)
112324871 | EP50S8-90-2F-P-5 | 4643.1 |  |  | DC5V(NEC)
112324880 | EP50S8-90-3F-P-24 | 4643.1 |  |  | DC12-24V(NEC)
112324881 | EP50S8-90-3F-P-5 | 4643.1 |  |  | DC5V(NEC)
112324890 | EP50S8-90-1R-P-24 | 4643.1 |  |  | DC12-24V(NEC)
112324891 | EP50S8-90-1R-P-5 | 4643.1 |  |  | DC5V(NEC)
112324900 | EP50S8-90-2R-P-24 | 4643.1 |  |  | DC12-24V(NEC)
112324901 | EP50S8-90-2R-P-5 | 4643.1 |  |  | DC5V(NEC)
112324910 | EP50S8-90-3R-P-24 | 4643.1 |  |  | DC12-24V(NEC)
112324911 | EP50S8-90-3R-P-5 | 4643.1 |  |  | DC5V(NEC)
112324920 | EP50S8-90-1F-N-24 | 4643.1 |  |  | DC12-24V(NEC)
112324921 | EP50S8-90-1F-N-5 | 4643.1 |  |  | DC5V(NEC)
112324930 | EP50S8-90-2F-N-24 | 4643.1 |  |  | DC12-24V(NEC)
112324931 | EP50S8-90-2F-N-5 | 4643.1 |  |  | DC5V(NEC)
112324940 | EP50S8-90-3F-N-24 | 4643.1 |  |  | DC12-24V(NEC)
112324941 | EP50S8-90-3F-N-5 | 4643.1 |  |  | DC5V(NEC)
112324950 | EP50S8-90-1R-N-24 | 4643.1 |  |  | DC12-24V(NEC)
112324951 | EP50S8-90-1R-N-5 | 4643.1 |  |  | DC5V(NEC)
112324960 | EP50S8-90-2R-N-24 | 4643.1 |  |  | DC12-24V(NEC)
112324961 | EP50S8-90-2R-N-5 | 4643.1 |  |  | DC5V(NEC)
112324970 | EP50S8-90-3R-N-24 | 4643.1 |  |  | DC12-24V(NEC)
112324971 | EP50S8-90-3R-N-5 | 4643.1 |  |  | DC5V(NEC)
112324980 | EP50S8-64-1F-P-24 | 4643.1 |  |  | DC12-24V(NEC)
112324981 | EP50S8-64-1F-P-5 | 4643.1 |  |  | DC5V(NEC)
112324990 | EP50S8-64-2F-P-24 | 4643.1 |  |  | DC12-24V(NEC)
112324991 | EP50S8-64-2F-P-5 | 4643.1 |  |  | DC5V(NEC)
112325000 | EP50S8-64-3F-P-24 | 4643.1 |  |  | DC12-24V(NEC)
112325001 | EP50S8-64-3F-P-5 | 4643.1 |  |  | DC5V(NEC)
112325010 | EP50S8-64-1R-P-24 | 4643.1 |  |  | DC12-24V(NEC)
112325011 | EP50S8-64-1R-P-5 | 4643.1 |  |  | DC5V(NEC)
112325020 | EP50S8-64-2R-P-24 | 4643.1 |  |  | DC12-24V(NEC)
112325021 | EP50S8-64-2R-P-5 | 4643.1 |  |  | DC5V(NEC)
112325030 | EP50S8-64-3R-P-24 | 4643.1 |  |  | DC12-24V(NEC)
112325031 | EP50S8-64-3R-P-5 | 4643.1 |  |  | DC5V(NEC)
112325040 | EP50S8-64-1F-N-24 | 4643.1 |  |  | DC12-24V(NEC)
112325041 | EP50S8-64-1F-N-5 | 4643.1 |  |  | DC5V(NEC)
112325050 | EP50S8-64-2F-N-24 | 4643.1 |  |  | DC12-24V(NEC)
112325051 | EP50S8-64-2F-N-5 | 4643.1 |  |  | DC5V(NEC)
112325060 | EP50S8-64-3F-N-24 | 4643.1 |  |  | DC12-24V(NEC)
112325061 | EP50S8-64-3F-N-5 | 4643.1 |  |  | DC5V(NEC)
112325070 | EP50S8-64-1R-N-24 | 4643.1 |  |  | DC12-24V(NEC)
112325071 | EP50S8-64-1R-N-5 | 4643.1 |  |  | DC5V(NEC)
112325080 | EP50S8-64-2R-N-24 | 4643.1 |  |  | DC12-24V(NEC)
112325081 | EP50S8-64-2R-N-5 | 4643.1 |  |  | DC5V(NEC)
112325090 | EP50S8-64-3R-N-24 | 4643.1 |  |  | DC12-24V(NEC)
112325091 | EP50S8-64-3R-N-5 | 4643.1 |  |  | DC5V(NEC)
112325100 | EP50S8-45-1F-P-24 | 4643.1 |  |  | DC12-24V(NEC)
112325101 | EP50S8-45-1F-P-5 | 4643.1 |  |  | DC5V(NEC)
112325110 | EP50S8-45-2F-P-24 | 4643.1 |  |  | DC12-24V(NEC)
112325111 | EP50S8-45-2F-P-5 | 4643.1 |  |  | DC5V(NEC)
112325120 | EP50S8-45-3F-P-24 | 4643.1 |  |  | DC12-24V(NEC)
112325121 | EP50S8-45-3F-P-5 | 4643.1 |  |  | DC5V(NEC)
112325130 | EP50S8-45-1R-P-24 | 4643.1 |  |  | DC12-24V(NEC)
112325131 | EP50S8-45-1R-P-5 | 4643.1 |  |  | DC5V(NEC)
112325140 | EP50S8-45-2R-P-24 | 4643.1 |  |  | DC12-24V(NEC)
112325141 | EP50S8-45-2R-P-5 | 4643.1 |  |  | DC5V(NEC)
112325150 | EP50S8-45-3R-P-24 | 4643.1 |  |  | DC12-24V(NEC)
112325151 | EP50S8-45-3R-P-5 | 4643.1 |  |  | DC5V(NEC)
112325160 | EP50S8-45-1F-N-24 | 4643.1 |  |  | DC12-24V(NEC)
112325161 | EP50S8-45-1F-N-5 | 4643.1 |  |  | DC5V(NEC)
112325170 | EP50S8-45-2F-N-24 | 4643.1 |  |  | DC12-24V(NEC)
112325171 | EP50S8-45-2F-N-5 | 4643.1 |  |  | DC5V(NEC)
112325180 | EP50S8-45-3F-N-24 | 4643.1 |  |  | DC12-24V(NEC)
112325181 | EP50S8-45-3F-N-5 | 4643.1 |  |  | DC5V(NEC)
112325190 | EP50S8-45-1R-N-24 | 4643.1 |  |  | DC12-24V(NEC)
112325191 | EP50S8-45-1R-N-5 | 4643.1 |  |  | DC5V(NEC)
112325200 | EP50S8-45-2R-N-24 | 4643.1 |  |  | DC12-24V(NEC)
112325201 | EP50S8-45-2R-N-5 | 4643.1 |  |  | DC5V(NEC)
112325210 | EP50S8-45-3R-N-24 | 4643.1 |  |  | DC12-24V(NEC)
112325211 | EP50S8-45-3R-N-5 | 4643.1 |  |  | DC5V(NEC)
112325220 | EP50S8-48-1F-P-24 | 4643.1 |  |  | 12-24VDC
112325221 | EP50S8-48-1F-P-5 | 4643.1 |  |  | 5VDC
112325230 | EP50S8-48-2F-P-24 | 4643.1 |  |  | 12-24VDC
112325231 | EP50S8-48-2F-P-5 | 4643.1 |  |  | 5VDC
112325240 | EP50S8-48-3F-P-24 | 4643.1 |  |  | 12-24VDC
112325241 | EP50S8-48-3F-P-5 | 4643.1 |  |  | 5VDC
112325250 | EP50S8-48-1R-P-24 | 4643.1 |  |  | 12-24VDC
112325251 | EP50S8-48-1R-P-5 | 4643.1 |  |  | 5VDC
112325260 | EP50S8-48-2R-P-24 | 4643.1 |  |  | 12-24VDC
112325261 | EP50S8-48-2R-P-5 | 4643.1 |  |  | 5VDC
112325270 | EP50S8-48-3R-P-24 | 4643.1 |  |  | 12-24VDC
112325271 | EP50S8-48-3R-P-5 | 4643.1 |  |  | 5VDC
112325280 | EP50S8-48-1F-N-24 | 4643.1 |  |  | 12-24VDC
112325281 | EP50S8-48-1F-N-5 | 4643.1 |  |  | 5VDC
112325290 | EP50S8-48-2F-N-24 | 4643.1 |  |  | 12-24VDC
112325291 | EP50S8-48-2F-N-5 | 4643.1 |  |  | 5VDC
112325300 | EP50S8-48-3F-N-24 | 4643.1 |  |  | 12-24VDC
112325301 | EP50S8-48-3F-N-5 | 4643.1 |  |  | 5VDC
112325310 | EP50S8-48-1R-N-24 | 4643.1 |  |  | 12-24VDC
112325311 | EP50S8-48-1R-N-5 | 4643.1 |  |  | 5VDC
112325320 | EP50S8-48-2R-N-24 | 4643.1 |  |  | 12-24VDC
112325321 | EP50S8-48-2R-N-5 | 4643.1 |  |  | 5VDC
112325330 | EP50S8-48-3R-N-24 | 4643.1 |  |  | 12-24VDC
112325331 | EP50S8-48-3R-N-5 | 4643.1 |  |  | 5VDC
112325340 | EP50S8-40-1F-P-24 | 4643.1 |  |  | 12-24VDC
112325341 | EP50S8-40-1F-P-5 | 4643.1 |  |  | 5VDC
112325350 | EP50S8-40-2F-P-24 | 4643.1 |  |  | 12-24VDC
112325351 | EP50S8-40-2F-P-5 | 4643.1 |  |  | 5VDC
112325360 | EP50S8-40-3F-P-24 | 4643.1 |  |  | 12-24VDC
112325361 | EP50S8-40-3F-P-5 | 4643.1 |  |  | 5VDC
112325370 | EP50S8-40-1R-P-24 | 4643.1 |  |  | 12-24VDC
112325371 | EP50S8-40-1R-P-5 | 4643.1 |  |  | 5VDC
112325380 | EP50S8-40-2R-P-24 | 4643.1 |  |  | 12-24VDC
112325381 | EP50S8-40-2R-P-5 | 4643.1 |  |  | 5VDC
112325390 | EP50S8-40-3R-P-24 | 4643.1 |  |  | 12-24VDC
112325391 | EP50S8-40-3R-P-5 | 4643.1 |  |  | 5VDC
112325400 | EP50S8-40-1F-N-24 | 4643.1 |  |  | 12-24VDC
112325401 | EP50S8-40-1F-N-5 | 4643.1 |  |  | 5VDC
112325410 | EP50S8-40-2F-N-24 | 4643.1 |  |  | 12-24VDC
112325411 | EP50S8-40-2F-N-5 | 4643.1 |  |  | 5VDC
112325420 | EP50S8-40-3F-N-24 | 4643.1 |  |  | 12-24VDC
112325421 | EP50S8-40-3F-N-5 | 4643.1 |  |  | 5VDC
112325430 | EP50S8-40-1R-N-24 | 4643.1 |  |  | 12-24VDC
112325431 | EP50S8-40-1R-N-5 | 4643.1 |  |  | 5VDC
112325440 | EP50S8-40-2R-N-24 | 4643.1 |  |  | 12-24VDC
112325441 | EP50S8-40-2R-N-5 | 4643.1 |  |  | 5VDC
112325450 | EP50S8-40-3R-N-24 | 4643.1 |  |  | 12-24VDC
112325451 | EP50S8-40-3R-N-5 | 4643.1 |  |  | 5VDC
112325460 | EP50S8-32-1F-P-24 | 4643.1 |  |  | 12-24VDC
112325461 | EP50S8-32-1F-P-5 | 4643.1 |  |  | 5VDC
112325470 | EP50S8-32-2F-P-24 | 4643.1 |  |  | 12-24VDC
112325471 | EP50S8-32-2F-P-5 | 4643.1 |  |  | 5VDC
112325480 | EP50S8-32-3F-P-24 | 4643.1 |  |  | 12-24VDC
112325481 | EP50S8-32-3F-P-5 | 4643.1 |  |  | 5VDC
112325490 | EP50S8-32-1R-P-24 | 4643.1 |  |  | 12-24VDC
112325491 | EP50S8-32-1R-P-5 | 4643.1 |  |  | 5VDC
112325500 | EP50S8-32-2R-P-24 | 4643.1 |  |  | 12-24VDC
112325501 | EP50S8-32-2R-P-5 | 4643.1 |  |  | 5VDC
112325510 | EP50S8-32-3R-P-24 | 4643.1 |  |  | 12-24VDC
112325511 | EP50S8-32-3R-P-5 | 4643.1 |  |  | 5VDC
112325520 | EP50S8-32-1F-N-24 | 4643.1 |  |  | 12-24VDC
112325521 | EP50S8-32-1F-N-5 | 4643.1 |  |  | 5VDC
112325530 | EP50S8-32-2F-N-24 | 4643.1 |  |  | 12-24VDC
112325531 | EP50S8-32-2F-N-5 | 4643.1 |  |  | 5VDC
112325540 | EP50S8-32-3F-N-24 | 4643.1 |  |  | 12-24VDC
112325541 | EP50S8-32-3F-N-5 | 4643.1 |  |  | 5VDC
112325550 | EP50S8-32-1R-N-24 | 4643.1 |  |  | 12-24VDC
112325551 | EP50S8-32-1R-N-5 | 4643.1 |  |  | 5VDC
112325560 | EP50S8-32-2R-N-24 | 4643.1 |  |  | 12-24VDC
112325561 | EP50S8-32-2R-N-5 | 4643.1 |  |  | 5VDC
112325570 | EP50S8-32-3R-N-24 | 4643.1 |  |  | 12-24VDC
112325571 | EP50S8-32-3R-N-5 | 4643.1 |  |  | 5VDC
112325580 | EP50S8-24-1F-P-24 | 4643.1 |  |  | 12-24VDC
112325581 | EP50S8-24-1F-P-5 | 4643.1 |  |  | 5VDC
112325590 | EP50S8-24-2F-P-24 | 4643.1 |  |  | 12-24VDC
112325591 | EP50S8-24-2F-P-5 | 4643.1 |  |  | 5VDC
112325600 | EP50S8-24-3F-P-24 | 4643.1 |  |  | 12-24VDC
112325601 | EP50S8-24-3F-P-5 | 4643.1 |  |  | 5VDC
112325610 | EP50S8-24-1R-P-24 | 4643.1 |  |  | 12-24VDC
112325611 | EP50S8-24-1R-P-5 | 4643.1 |  |  | 5VDC
112325620 | EP50S8-24-2R-P-24 | 4643.1 |  |  | 12-24VDC
112325621 | EP50S8-24-2R-P-5 | 4643.1 |  |  | 5VDC
112325630 | EP50S8-24-3R-P-24 | 4643.1 |  |  | 12-24VDC
112325631 | EP50S8-24-3R-P-5 | 4643.1 |  |  | 5VDC
112325640 | EP50S8-24-1F-N-24 | 4643.1 |  |  | 12-24VDC
112325641 | EP50S8-24-1F-N-5 | 4643.1 |  |  | 5VDC
112325650 | EP50S8-24-2F-N-24 | 4643.1 |  |  | 12-24VDC
112325651 | EP50S8-24-2F-N-5 | 4643.1 |  |  | 5VDC
112325660 | EP50S8-24-3F-N-24 | 4643.1 |  |  | 12-24VDC
112325661 | EP50S8-24-3F-N-5 | 4643.1 |  |  | 5VDC
112325670 | EP50S8-24-1R-N-24 | 4643.1 |  |  | 12-24VDC
112325671 | EP50S8-24-1R-N-5 | 4643.1 |  |  | 5VDC
112325680 | EP50S8-24-2R-N-24 | 4643.1 |  |  | 12-24VDC
112325681 | EP50S8-24-2R-N-5 | 4643.1 |  |  | 5VDC
112325690 | EP50S8-24-3R-N-24 | 4643.1 |  |  | 12-24VDC
112325691 | EP50S8-24-3R-N-5 | 4643.1 |  |  | 5VDC
112325700 | EP50S8-20-1F-P-24 | 4643.1 |  |  | 12-24VDC
112325701 | EP50S8-20-1F-P-5 | 4643.1 |  |  | 5VDC
112325710 | EP50S8-20-2F-P-24 | 4643.1 |  |  | 12-24VDC
112325711 | EP50S8-20-2F-P-5 | 4643.1 |  |  | 5VDC
112325720 | EP50S8-20-3F-P-24 | 4643.1 |  |  | 12-24VDC
112325721 | EP50S8-20-3F-P-5 | 4643.1 |  |  | 5VDC
112325730 | EP50S8-20-1R-P-24 | 4643.1 |  |  | 12-24VDC
112325731 | EP50S8-20-1R-P-5 | 4643.1 |  |  | 5VDC
112325740 | EP50S8-20-2R-P-24 | 4643.1 |  |  | 12-24VDC
112325741 | EP50S8-20-2R-P-5 | 4643.1 |  |  | 5VDC
112325750 | EP50S8-20-3R-P-24 | 4643.1 |  |  | 12-24VDC
112325751 | EP50S8-20-3R-P-5 | 4643.1 |  |  | 5VDC
112325760 | EP50S8-20-1F-N-24 | 4643.1 |  |  | 12-24VDC
112325761 | EP50S8-20-1F-N-5 | 4643.1 |  |  | 5VDC
112325770 | EP50S8-20-2F-N-24 | 4643.1 |  |  | 12-24VDC
112325771 | EP50S8-20-2F-N-5 | 4643.1 |  |  | 5VDC
112325780 | EP50S8-20-3F-N-24 | 4643.1 |  |  | 12-24VDC
112325781 | EP50S8-20-3F-N-5 | 4643.1 |  |  | 5VDC
112325790 | EP50S8-20-1R-N-24 | 4643.1 |  |  | 12-24VDC
112325791 | EP50S8-20-1R-N-5 | 4643.1 |  |  | 5VDC
112325800 | EP50S8-20-2R-N-24 | 4643.1 |  |  | 12-24VDC
112325801 | EP50S8-20-2R-N-5 | 4643.1 |  |  | 5VDC
112325810 | EP50S8-20-3R-N-24 | 4643.1 |  |  | 12-24VDC
112325811 | EP50S8-20-3R-N-5 | 4643.1 |  |  | 5VDC
112325820 | EP50S8-16-1F-P-24 | 4643.1 |  |  | 12-24VDC
112325821 | EP50S8-16-1F-P-5 | 4643.1 |  |  | 5VDC
112325830 | EP50S8-16-2F-P-24 | 4643.1 |  |  | 12-24VDC
112325831 | EP50S8-16-2F-P-5 | 4643.1 |  |  | 5VDC
112325840 | EP50S8-16-3F-P-24 | 4643.1 |  |  | 12-24VDC
112325841 | EP50S8-16-3F-P-5 | 4643.1 |  |  | 5VDC
112325850 | EP50S8-16-1R-P-24 | 4643.1 |  |  | 12-24VDC
112325851 | EP50S8-16-1R-P-5 | 4643.1 |  |  | 5VDC
112325860 | EP50S8-16-2R-P-24 | 4643.1 |  |  | 12-24VDC
112325861 | EP50S8-16-2R-P-5 | 4643.1 |  |  | 5VDC
112325870 | EP50S8-16-3R-P-24 | 4643.1 |  |  | 12-24VDC
112325871 | EP50S8-16-3R-P-5 | 4643.1 |  |  | 5VDC
112325880 | EP50S8-16-1F-N-24 | 4643.1 |  |  | 12-24VDC
112325881 | EP50S8-16-1F-N-5 | 4643.1 |  |  | 5VDC
112325890 | EP50S8-16-2F-N-24 | 4643.1 |  |  | 12-24VDC
112325891 | EP50S8-16-2F-N-5 | 4643.1 |  |  | 5VDC
112325900 | EP50S8-16-3F-N-24 | 4643.1 |  |  | 12-24VDC
112325901 | EP50S8-16-3F-N-5 | 4643.1 |  |  | 5VDC
112325910 | EP50S8-16-1R-N-24 | 4643.1 |  |  | 12-24VDC
112325911 | EP50S8-16-1R-N-5 | 4643.1 |  |  | 5VDC
112325920 | EP50S8-16-2R-N-24 | 4643.1 |  |  | 12-24VDC
112325921 | EP50S8-16-2R-N-5 | 4643.1 |  |  | 5VDC
112325930 | EP50S8-16-3R-N-24 | 4643.1 |  |  | 12-24VDC
112325931 | EP50S8-16-3R-N-5 | 4643.1 |  |  | 5VDC
112325940 | EP50S8-12-1F-P-24 | 4643.1 |  |  | 12-24VDC
112325941 | EP50S8-12-1F-P-5 | 4643.1 |  |  | 5VDC
112325950 | EP50S8-12-2F-P-24 | 4643.1 |  |  | 12-24VDC
112325951 | EP50S8-12-2F-P-5 | 4643.1 |  |  | 5VDC
112325960 | EP50S8-12-3F-P-24 | 4643.1 |  |  | 12-24VDC
112325961 | EP50S8-12-3F-P-5 | 4643.1 |  |  | 5VDC
112325970 | EP50S8-12-1R-P-24 | 4643.1 |  |  | 12-24VDC
112325971 | EP50S8-12-1R-P-5 | 4643.1 |  |  | 5VDC
112325980 | EP50S8-12-2R-P-24 | 4643.1 |  |  | 12-24VDC
112325981 | EP50S8-12-2R-P-5 | 4643.1 |  |  | 5VDC
112325990 | EP50S8-12-3R-P-24 | 4643.1 |  |  | 12-24VDC
112325991 | EP50S8-12-3R-P-5 | 4643.1 |  |  | 5VDC
112326000 | EP50S8-12-1F-N-24 | 4643.1 |  |  | 12-24VDC
112326001 | EP50S8-12-1F-N-5 | 4643.1 |  |  | 5VDC
112326010 | EP50S8-12-2F-N-24 | 4643.1 |  |  | 12-24VDC
112326011 | EP50S8-12-2F-N-5 | 4643.1 |  |  | 5VDC
112326020 | EP50S8-12-3F-N-24 | 4643.1 |  |  | 12-24VDC
112326021 | EP50S8-12-3F-N-5 | 4643.1 |  |  | 5VDC
112326030 | EP50S8-12-1R-N-24 | 4643.1 |  |  | 12-24VDC
112326031 | EP50S8-12-1R-N-5 | 4643.1 |  |  | 5VDC
112326040 | EP50S8-12-2R-N-24 | 4643.1 |  |  | 12-24VDC
112326041 | EP50S8-12-2R-N-5 | 4643.1 |  |  | 5VDC
112326050 | EP50S8-12-3R-N-24 | 4643.1 |  |  | 12-24VDC
112326051 | EP50S8-12-3R-N-5 | 4643.1 |  |  | 5VDC
112326060 | EP50S8-8-1F-P-24 | 4643.1 |  |  | 12-24VDC
112326061 | EP50S8-8-1F-P-5 | 4643.1 |  |  | 5VDC
112326070 | EP50S8-8-2F-P-24 | 4643.1 |  |  | 12-24VDC
112326071 | EP50S8-8-2F-P-5 | 4643.1 |  |  | 5VDC
112326080 | EP50S8-8-3F-P-24 | 4643.1 |  |  | 12-24VDC
112326081 | EP50S8-8-3F-P-5 | 4643.1 |  |  | 5VDC
112326090 | EP50S8-8-1R-P-24 | 4643.1 |  |  | 12-24VDC
112326091 | EP50S8-8-1R-P-5 | 4643.1 |  |  | 5VDC
112326100 | EP50S8-8-2R-P-24 | 4643.1 |  |  | 12-24VDC
112326101 | EP50S8-8-2R-P-5 | 4643.1 |  |  | 5VDC
112326110 | EP50S8-8-3R-P-24 | 4643.1 |  |  | 12-24VDC
112326111 | EP50S8-8-3R-P-5 | 4643.1 |  |  | 5VDC
112326120 | EP50S8-8-1F-N-24 | 4643.1 |  |  | 12-24VDC
112326121 | EP50S8-8-1F-N-5 | 4643.1 |  |  | 5VDC
112326130 | EP50S8-8-2F-N-24 | 4643.1 |  |  | 12-24VDC
112326131 | EP50S8-8-2F-N-5 | 4643.1 |  |  | 5VDC
112326140 | EP50S8-8-3F-N-24 | 4643.1 |  |  | 12-24VDC
112326141 | EP50S8-8-3F-N-5 | 4643.1 |  |  | 5VDC
112326150 | EP50S8-8-1R-N-24 | 4643.1 |  |  | 12-24VDC
112326151 | EP50S8-8-1R-N-5 | 4643.1 |  |  | 5VDC
112326160 | EP50S8-8-2R-N-24 | 4643.1 |  |  | 12-24VDC
112326161 | EP50S8-8-2R-N-5 | 4643.1 |  |  | 5VDC
112326170 | EP50S8-8-3R-N-24 | 4643.1 |  |  | 12-24VDC
112326171 | EP50S8-8-3R-N-5 | 4643.1 |  |  | 5VDC
112326180 | EP50S8-6-1F-P-24 | 4643.1 |  |  | 12-24VDC
112326181 | EP50S8-6-1F-P-5 | 4643.1 |  |  | 5VDC
112326190 | EP50S8-6-2F-P-24 | 4643.1 |  |  | 12-24VDC
112326191 | EP50S8-6-2F-P-5 | 4643.1 |  |  | 5VDC
112326200 | EP50S8-6-3F-P-24 | 4643.1 |  |  | 12-24VDC
112326201 | EP50S8-6-3F-P-5 | 4643.1 |  |  | 5VDC
112326210 | EP50S8-6-1R-P-24 | 4643.1 |  |  | 12-24VDC
112326211 | EP50S8-6-1R-P-5 | 4643.1 |  |  | 5VDC
112326220 | EP50S8-6-2R-P-24 | 4643.1 |  |  | 12-24VDC
112326221 | EP50S8-6-2R-P-5 | 4643.1 |  |  | 5VDC
112326230 | EP50S8-6-3R-P-24 | 4643.1 |  |  | 12-24VDC
112326231 | EP50S8-6-3R-P-5 | 4643.1 |  |  | 5VDC
112326240 | EP50S8-6-1F-N-24 | 4643.1 |  |  | 12-24VDC
112326241 | EP50S8-6-1F-N-5 | 4643.1 |  |  | 5VDC
112326250 | EP50S8-6-2F-N-24 | 4643.1 |  |  | 12-24VDC
112326251 | EP50S8-6-2F-N-5 | 4643.1 |  |  | 5VDC
112326260 | EP50S8-6-3F-N-24 | 4643.1 |  |  | 12-24VDC
112326261 | EP50S8-6-3F-N-5 | 4643.1 |  |  | 5VDC
112326270 | EP50S8-6-1R-N-24 | 4643.1 |  |  | 12-24VDC
112326271 | EP50S8-6-1R-N-5 | 4643.1 |  |  | 5VDC
112326280 | EP50S8-6-2R-N-24 | 4643.1 |  |  | 12-24VDC
112326281 | EP50S8-6-2R-N-5 | 4643.1 |  |  | 5VDC
112326290 | EP50S8-6-3R-N-24 | 4643.1 |  |  | 12-24VDC
112326291 | EP50S8-6-3R-N-5 | 4643.1 |  |  | 5VDC
112330010 | EP50S6P-360-3F-N-24 | 4643.1 |  |  | DC12-24V(S)
112330020 | EP50S6P-180-3F-N-24 | 4643.1 |  |  | DC12-24V(S)
112330021 | EP50S6P-180-3F-N-5 | 4643.1 |  |  | DC5V(S)
112330030 | EP50S6P-180-3R-N-24 | 4643.1 |  |  | DC12-24V(S)
112330031 | EP50S6P-180-3R-N-5 | 4643.1 |  |  | DC5V(S)
112330040 | EP50S6P-360-3R-N-24 | 4643.1 |  |  | DC12-24V(S)
112330041 | EP50S6P-360-3R-N-5 | 4643.1 |  |  | DC5V(S)
112332010 | EP50S6P-360-3F-N-5 | 4643.1 |  |  | DC5V(S)
112332020 | EP50S8P-180-3F-N-24 | 4643.1 |  |  | DC12-24V(S)
112332021 | EP50S8P-180-3F-N-5 | 4643.1 |  |  | DC5V(S)
112332030 | EP50S8P-180-3R-N-24 | 4643.1 |  |  | DC12-24V(S)
112332031 | EP50S8P-180-3R-N-5 | 4643.1 |  |  | DC5V(S)
112332032 | EP50S8P-180-3R-N-24 | 4643.1 |  |  | DC12-24V(S,3M)
112332033 | EP50S8P-180-3R-N-24 | 4643.1 |  |  | DC12-24V(S,4M)
112332040 | EP50S8P-360-3F-N-24 | 4643.1 |  |  | DC12-24V(S)
112332041 | EP50S8P-360-3F-N-5 | 4643.1 |  |  | DC5V(S)
112332050 | EP50S8P-360-3R-N-24 | 4643.1 |  |  | DC12-24V(S)
112332051 | EP50S8P-360-3R-N-5 | 4643.1 |  |  | DC5V(S)
112350010 | EP58HB8-45-1F-P-24 | 8801.1 |  |  | DC12-24V
112350020 | EP58HB8-45-2F-P-24 | 8801.1 |  |  | DC12-24V
112350030 | EP58HB8-45-3F-P-24 | 8801.1 |  |  | DC12-24V
112350040 | EP58HB8-45-1R-P-24 | 8801.1 |  |  | DC12-24V
112350050 | EP58HB8-45-2R-P-24 | 8801.1 |  |  | DC12-24V
112350060 | EP58HB8-45-3R-P-24 | 8801.1 |  |  | DC12-24V
112350070 | EP58HB8-45-1F-N-24 | 8801.1 |  |  | DC12-24V
112350080 | EP58HB8-45-2F-N-24 | 8801.1 |  |  | DC12-24V
112350090 | EP58HB8-45-3F-N-24 | 8801.1 |  |  | DC12-24V
112350100 | EP58HB8-45-1R-N-24 | 8801.1 |  |  | DC12-24V
112350110 | EP58HB8-45-2R-N-24 | 8801.1 |  |  | DC12-24V
112350120 | EP58HB8-45-3R-N-24 | 8801.1 |  |  | DC12-24V
112350130 | EP58HB8-64-1F-P-24 | 8801.1 |  |  | DC12-24V
112350140 | EP58HB8-64-2F-P-24 | 8801.1 |  |  | DC12-24V
112350150 | EP58HB8-64-3F-P-24 | 8801.1 |  |  | DC12-24V
112350160 | EP58HB8-64-1R-P-24 | 8801.1 |  |  | DC12-24V
112350170 | EP58HB8-64-2R-P-24 | 8801.1 |  |  | DC12-24V
112350180 | EP58HB8-64-3R-P-24 | 8801.1 |  |  | DC12-24V
112350190 | EP58HB8-64-1F-N-24 | 8801.1 |  |  | DC12-24V
112350200 | EP58HB8-64-2F-N-24 | 8801.1 |  |  | DC12-24V
112350210 | EP58HB8-64-3F-N-24 | 8801.1 |  |  | DC12-24V
112350220 | EP58HB8-64-1R-N-24 | 8801.1 |  |  | DC12-24V
112350230 | EP58HB8-64-2R-N-24 | 8801.1 |  |  | DC12-24V
112350240 | EP58HB8-64-3R-N-24 | 8801.1 |  |  | DC12-24V
112350250 | EP58HB8-90-1F-P-24 | 8801.1 |  |  | DC12-24V
112350260 | EP58HB8-90-2F-P-24 | 8801.1 |  |  | DC12-24V
112350270 | EP58HB8-90-3F-P-24 | 8801.1 |  |  | DC12-24V
112350280 | EP58HB8-90-1R-P-24 | 8801.1 |  |  | DC12-24V
112350290 | EP58HB8-90-2R-P-24 | 8801.1 |  |  | DC12-24V
112350300 | EP58HB8-90-3R-P-24 | 8801.1 |  |  | DC12-24V
112350310 | EP58HB8-90-1F-N-24 | 8801.1 |  |  | DC12-24V
112350320 | EP58HB8-90-2F-N-24 | 8801.1 |  |  | DC12-24V
112350330 | EP58HB8-90-3F-N-24 | 8801.1 |  |  | DC12-24V
112350340 | EP58HB8-90-1R-N-24 | 8801.1 |  |  | DC12-24V
112350350 | EP58HB8-90-2R-N-24 | 8801.1 |  |  | DC12-24V
112350360 | EP58HB8-90-3R-N-24 | 8801.1 |  |  | DC12-24V
112350370 | EP58HB8-128-1F-P-24 | 8801.1 |  |  | DC12-24V
112350380 | EP58HB8-128-2F-P-24 | 8801.1 |  |  | DC12-24V
112350390 | EP58HB8-128-3F-P-24 | 8801.1 |  |  | DC12-24V
112350400 | EP58HB8-128-1R-P-24 | 8801.1 |  |  | DC12-24V
112350410 | EP58HB8-128-2R-P-24 | 8801.1 |  |  | DC12-24V
112350420 | EP58HB8-128-3R-P-24 | 8801.1 |  |  | DC12-24V
112350430 | EP58HB8-128-1F-N-24 | 8801.1 |  |  | DC12-24V
112350440 | EP58HB8-128-2F-N-24 | 8801.1 |  |  | DC12-24V
112350450 | EP58HB8-128-3F-N-24 | 8801.1 |  |  | DC12-24V
112350460 | EP58HB8-128-1R-N-24 | 8801.1 |  |  | DC12-24V
112350470 | EP58HB8-128-2R-N-24 | 8801.1 |  |  | DC12-24V
112350480 | EP58HB8-128-3R-N-24 | 8801.1 |  |  | DC12-24V
112350490 | EP58HB8-180-1F-P-24 | 8801.1 |  |  | DC12-24V
112350500 | EP58HB8-180-2F-P-24 | 8801.1 |  |  | DC12-24V
112350510 | EP58HB8-180-3F-P-24 | 8801.1 |  |  | DC12-24V
112350520 | EP58HB8-180-1R-P-24 | 8801.1 |  |  | DC12-24V
112350530 | EP58HB8-180-2R-P-24 | 8801.1 |  |  | DC12-24V
112350540 | EP58HB8-180-3R-P-24 | 8801.1 |  |  | DC12-24V
112350550 | EP58HB8-180-1F-N-24 | 8801.1 |  |  | DC12-24V
112350560 | EP58HB8-180-2F-N-24 | 8801.1 |  |  | DC12-24V
112350570 | EP58HB8-180-3F-N-24 | 8801.1 |  |  | DC12-24V
112350580 | EP58HB8-180-1R-N-24 | 8801.1 |  |  | DC12-24V
112350590 | EP58HB8-180-2R-N-24 | 8801.1 |  |  | DC12-24V
112350600 | EP58HB8-180-3R-N-24 | 8801.1 |  |  | DC12-24V
112350610 | EP58HB8-256-1F-P-24 | 8801.1 |  |  | DC12-24V
112350620 | EP58HB8-256-2F-P-24 | 8801.1 |  |  | DC12-24V
112350630 | EP58HB8-256-3F-P-24 | 8801.1 |  |  | DC12-24V
112350640 | EP58HB8-256-1R-P-24 | 8801.1 |  |  | DC12-24V
112350650 | EP58HB8-256-2R-P-24 | 8801.1 |  |  | DC12-24V
112350660 | EP58HB8-256-3R-P-24 | 8801.1 |  |  | DC12-24V
112350670 | EP58HB8-256-1F-N-24 | 8801.1 |  |  | DC12-24V
112350680 | EP58HB8-256-2F-N-24 | 8801.1 |  |  | DC12-24V
112350690 | EP58HB8-256-3F-N-24 | 8801.1 |  |  | DC12-24V
112350700 | EP58HB8-256-1R-N-24 | 8801.1 |  |  | DC12-24V
112350710 | EP58HB8-256-2R-N-24 | 8801.1 |  |  | DC12-24V
112350720 | EP58HB8-256-3R-N-24 | 8801.1 |  |  | DC12-24V
112350730 | EP58HB8-360-1F-P-24 | 8801.1 |  |  | DC12-24V
112350740 | EP58HB8-360-2F-P-24 | 8801.1 |  |  | DC12-24V
112350750 | EP58HB8-360-3F-P-24 | 8801.1 |  |  | DC12-24V
112350760 | EP58HB8-360-1R-P-24 | 8801.1 |  |  | DC12-24V
112350770 | EP58HB8-360-2R-P-24 | 8801.1 |  |  | DC12-24V
112350780 | EP58HB8-360-3R-P-24 | 8801.1 |  |  | DC12-24V
112350790 | EP58HB8-360-1F-N-24 | 8801.1 |  |  | DC12-24V
112350800 | EP58HB8-360-2F-N-24 | 8801.1 |  |  | DC12-24V
112350810 | EP58HB8-360-3F-N-24 | 8801.1 |  |  | DC12-24V
112350820 | EP58HB8-360-1R-N-24 | 8801.1 |  |  | DC12-24V
112350830 | EP58HB8-360-2R-N-24 | 8801.1 |  |  | DC12-24V
112350840 | EP58HB8-360-3R-N-24 | 8801.1 |  |  | DC12-24V
112350850 | EP58HB8-512-1F-P-24 | 8801.1 |  |  | DC12-24V
112350860 | EP58HB8-512-2F-P-24 | 8801.1 |  |  | DC12-24V
112350870 | EP58HB8-512-3F-P-24 | 8801.1 |  |  | DC12-24V
112350880 | EP58HB8-512-1R-P-24 | 8801.1 |  |  | DC12-24V
112350890 | EP58HB8-512-2R-P-24 | 8801.1 |  |  | DC12-24V
112350900 | EP58HB8-512-3R-P-24 | 8801.1 |  |  | DC12-24V
112350910 | EP58HB8-512-1F-N-24 | 8801.1 |  |  | DC12-24V
112350920 | EP58HB8-512-2F-N-24 | 8801.1 |  |  | DC12-24V
112350930 | EP58HB8-512-3F-N-24 | 8801.1 |  |  | DC12-24V
112350940 | EP58HB8-512-1R-N-24 | 8801.1 |  |  | DC12-24V
112350950 | EP58HB8-512-2R-N-24 | 8801.1 |  |  | DC12-24V
112350960 | EP58HB8-512-3R-N-24 | 8801.1 |  |  | DC12-24V
112350970 | EP58HB8-720-1F-P-24 | 8801.1 |  |  | DC12-24V
112350980 | EP58HB8-720-2F-P-24 | 8801.1 |  |  | DC12-24V
112350990 | EP58HB8-720-3F-P-24 | 8801.1 |  |  | DC12-24V
112351000 | EP58HB8-720-1R-P-24 | 8801.1 |  |  | DC12-24V
112351010 | EP58HB8-720-2R-P-24 | 8801.1 |  |  | DC12-24V
112351020 | EP58HB8-720-3R-P-24 | 8801.1 |  |  | DC12-24V
112351030 | EP58HB8-720-1F-N-24 | 8801.1 |  |  | DC12-24V
112351040 | EP58HB8-720-2F-N-24 | 8801.1 |  |  | DC12-24V
112351050 | EP58HB8-720-3F-N-24 | 8801.1 |  |  | DC12-24V
112351060 | EP58HB8-720-1R-N-24 | 8801.1 |  |  | DC12-24V
112351070 | EP58HB8-720-2R-N-24 | 8801.1 |  |  | DC12-24V
112351080 | EP58HB8-720-3R-N-24 | 8801.1 |  |  | DC12-24V
112351090 | EP58HB8-1024-1F-P-24 | 8801.1 |  |  | DC12-24V
112351100 | EP58HB8-1024-2F-P-24 | 8801.1 |  |  | DC12-24V
112351110 | EP58HB8-1024-3F-P-24 | 8801.1 |  |  | DC12-24V
112351120 | EP58HB8-1024-1R-P-24 | 8801.1 |  |  | DC12-24V
112351130 | EP58HB8-1024-2R-P-24 | 8801.1 |  |  | DC12-24V
112351140 | EP58HB8-1024-3R-P-24 | 8801.1 |  |  | DC12-24V
112351150 | EP58HB8-1024-1F-N-24 | 8801.1 |  |  | DC12-24V
112351160 | EP58HB8-1024-2F-N-24 | 8801.1 |  |  | DC12-24V
112351170 | EP58HB8-1024-3F-N-24 | 8801.1 |  |  | DC12-24V
112351180 | EP58HB8-1024-1R-N-24 | 8801.1 |  |  | DC12-24V
112351190 | EP58HB8-1024-2R-N-24 | 8801.1 |  |  | DC12-24V
112351200 | EP58HB8-1024-3R-N-24 | 8801.1 |  |  | DC12-24V
112351210 | EP58HB8-45-1F-P-5 | 8801.1 |  |  | DC5V
112351220 | EP58HB8-45-2F-P-5 | 8801.1 |  |  | DC5V
112351230 | EP58HB8-45-3F-P-5 | 8801.1 |  |  | DC5V
112351240 | EP58HB8-45-1R-P-5 | 8801.1 |  |  | DC5V
112351250 | EP58HB8-45-2R-P-5 | 8801.1 |  |  | DC5V
112351260 | EP58HB8-45-3R-P-5 | 8801.1 |  |  | DC5V
112351270 | EP58HB8-45-1F-N-5 | 8801.1 |  |  | DC5V
112351280 | EP58HB8-45-2F-N-5 | 8801.1 |  |  | DC5V
112351290 | EP58HB8-45-3F-N-5 | 8801.1 |  |  | DC5V
112351300 | EP58HB8-45-1R-N-5 | 8801.1 |  |  | DC5V
112351310 | EP58HB8-45-2R-N-5 | 8801.1 |  |  | DC5V
112351320 | EP58HB8-45-3R-N-5 | 8801.1 |  |  | DC5V
112351330 | EP58HB8-64-1F-P-5 | 8801.1 |  |  | DC5V
112351340 | EP58HB8-64-2F-P-5 | 8801.1 |  |  | DC5V
112351350 | EP58HB8-64-3F-P-5 | 8801.1 |  |  | DC5V
112351360 | EP58HB8-64-1R-P-5 | 8801.1 |  |  | DC5V
112351370 | EP58HB8-64-2R-P-5 | 8801.1 |  |  | DC5V
112351380 | EP58HB8-64-3R-P-5 | 8801.1 |  |  | DC5V
112351390 | EP58HB8-64-1F-N-5 | 8801.1 |  |  | DC5V
112351400 | EP58HB8-64-2F-N-5 | 8801.1 |  |  | DC5V
112351410 | EP58HB8-64-3F-N-5 | 8801.1 |  |  | DC5V
112351420 | EP58HB8-64-1R-N-5 | 8801.1 |  |  | DC5V
112351430 | EP58HB8-64-2R-N-5 | 8801.1 |  |  | DC5V
112351440 | EP58HB8-64-3R-N-5 | 8801.1 |  |  | DC5V
112351450 | EP58HB8-90-1F-P-5 | 8801.1 |  |  | DC5V
112351460 | EP58HB8-90-2F-P-5 | 8801.1 |  |  | DC5V
112351470 | EP58HB8-90-3F-P-5 | 8801.1 |  |  | DC5V
112351480 | EP58HB8-90-1R-P-5 | 8801.1 |  |  | DC5V
112351490 | EP58HB8-90-2R-P-5 | 8801.1 |  |  | DC5V
112351500 | EP58HB8-90-3R-P-5 | 8801.1 |  |  | DC5V
112351510 | EP58HB8-90-1F-N-5 | 8801.1 |  |  | DC5V
112351520 | EP58HB8-90-2F-N-5 | 8801.1 |  |  | DC5V
112351530 | EP58HB8-90-3F-N-5 | 8801.1 |  |  | DC5V
112351540 | EP58HB8-90-1R-N-5 | 8801.1 |  |  | DC5V
112351550 | EP58HB8-90-2R-N-5 | 8801.1 |  |  | DC5V
112351560 | EP58HB8-90-3R-N-5 | 8801.1 |  |  | DC5V
112351570 | EP58HB8-128-1F-P-5 | 8801.1 |  |  | DC5V
112351580 | EP58HB8-128-2F-P-5 | 8801.1 |  |  | DC5V
112351590 | EP58HB8-128-3F-P-5 | 8801.1 |  |  | DC5V
112351600 | EP58HB8-128-1R-P-5 | 8801.1 |  |  | DC5V
112351610 | EP58HB8-128-2R-P-5 | 8801.1 |  |  | DC5V
112351620 | EP58HB8-128-3R-P-5 | 8801.1 |  |  | DC5V
112351630 | EP58HB8-128-1F-N-5 | 8801.1 |  |  | DC5V
112351640 | EP58HB8-128-2F-N-5 | 8801.1 |  |  | DC5V
112351650 | EP58HB8-128-3F-N-5 | 8801.1 |  |  | DC5V
112351660 | EP58HB8-128-1R-N-5 | 8801.1 |  |  | DC5V
112351670 | EP58HB8-128-2R-N-5 | 8801.1 |  |  | DC5V
112351680 | EP58HB8-128-3R-N-5 | 8801.1 |  |  | DC5V
112351690 | EP58HB8-180-1F-P-5 | 8801.1 |  |  | DC5V
112351700 | EP58HB8-180-2F-P-5 | 8801.1 |  |  | DC5V
112351710 | EP58HB8-180-3F-P-5 | 8801.1 |  |  | DC5V
112351720 | EP58HB8-180-1R-P-5 | 8801.1 |  |  | DC5V
112351730 | EP58HB8-180-2R-P-5 | 8801.1 |  |  | DC5V
112351740 | EP58HB8-180-3R-P-5 | 8801.1 |  |  | DC5V
112351750 | EP58HB8-180-1F-N-5 | 8801.1 |  |  | DC5V
112351760 | EP58HB8-180-2F-N-5 | 8801.1 |  |  | DC5V
112351770 | EP58HB8-180-3F-N-5 | 8801.1 |  |  | DC5V
112351780 | EP58HB8-180-1R-N-5 | 8801.1 |  |  | DC5V
112351790 | EP58HB8-180-2R-N-5 | 8801.1 |  |  | DC5V
112351800 | EP58HB8-180-3R-N-5 | 8801.1 |  |  | DC5V
112351810 | EP58HB8-256-1F-P-5 | 8801.1 |  |  | DC5V
112351820 | EP58HB8-256-2F-P-5 | 8801.1 |  |  | DC5V
112351830 | EP58HB8-256-3F-P-5 | 8801.1 |  |  | DC5V
112351840 | EP58HB8-256-1R-P-5 | 8801.1 |  |  | DC5V
112351850 | EP58HB8-256-2R-P-5 | 8801.1 |  |  | DC5V
112351860 | EP58HB8-256-3R-P-5 | 8801.1 |  |  | DC5V
112351870 | EP58HB8-256-1F-N-5 | 8801.1 |  |  | DC5V
112351880 | EP58HB8-256-2F-N-5 | 8801.1 |  |  | DC5V
112351890 | EP58HB8-256-3F-N-5 | 8801.1 |  |  | DC5V
112351900 | EP58HB8-256-1R-N-5 | 8801.1 |  |  | DC5V
112351910 | EP58HB8-256-2R-N-5 | 8801.1 |  |  | DC5V
112351920 | EP58HB8-256-3R-N-5 | 8801.1 |  |  | DC5V
112351930 | EP58HB8-360-1F-P-5 | 8801.1 |  |  | DC5V
112351940 | EP58HB8-360-2F-P-5 | 8801.1 |  |  | DC5V
112351950 | EP58HB8-360-3F-P-5 | 8801.1 |  |  | DC5V
112351960 | EP58HB8-360-1R-P-5 | 8801.1 |  |  | DC5V
112351970 | EP58HB8-360-2R-P-5 | 8801.1 |  |  | DC5V
112351980 | EP58HB8-360-3R-P-5 | 8801.1 |  |  | DC5V
112351990 | EP58HB8-360-1F-N-5 | 8801.1 |  |  | DC5V
112352000 | EP58HB8-360-2F-N-5 | 8801.1 |  |  | DC5V
112352010 | EP58HB8-360-3F-N-5 | 8801.1 |  |  | DC5V
112352020 | EP58HB8-360-1R-N-5 | 8801.1 |  |  | DC5V
112352030 | EP58HB8-360-2R-N-5 | 8801.1 |  |  | DC5V
112352040 | EP58HB8-360-3R-N-5 | 8801.1 |  |  | DC5V
112352050 | EP58HB8-512-1F-P-5 | 8801.1 |  |  | DC5V
112352060 | EP58HB8-512-2F-P-5 | 8801.1 |  |  | DC5V
112352070 | EP58HB8-512-3F-P-5 | 8801.1 |  |  | DC5V
112352080 | EP58HB8-512-1R-P-5 | 8801.1 |  |  | DC5V
112352090 | EP58HB8-512-2R-P-5 | 8801.1 |  |  | DC5V
112352100 | EP58HB8-512-3R-P-5 | 8801.1 |  |  | DC5V
112352110 | EP58HB8-512-1F-N-5 | 8801.1 |  |  | DC5V
112352120 | EP58HB8-512-2F-N-5 | 8801.1 |  |  | DC5V
112352130 | EP58HB8-512-3F-N-5 | 8801.1 |  |  | DC5V
112352140 | EP58HB8-512-1R-N-5 | 8801.1 |  |  | DC5V
112352150 | EP58HB8-512-2R-N-5 | 8801.1 |  |  | DC5V
112352160 | EP58HB8-512-3R-N-5 | 8801.1 |  |  | DC5V
112352170 | EP58HB8-720-1F-P-5 | 8801.1 |  |  | DC5V
112352180 | EP58HB8-720-2F-P-5 | 8801.1 |  |  | DC5V
112352190 | EP58HB8-720-3F-P-5 | 8801.1 |  |  | DC5V
112352200 | EP58HB8-720-1R-P-5 | 8801.1 |  |  | DC5V
112352210 | EP58HB8-720-2R-P-5 | 8801.1 |  |  | DC5V
112352220 | EP58HB8-720-3R-P-5 | 8801.1 |  |  | DC5V
112352230 | EP58HB8-720-1F-N-5 | 8801.1 |  |  | DC5V
112352240 | EP58HB8-720-2F-N-5 | 8801.1 |  |  | DC5V
112352250 | EP58HB8-720-3F-N-5 | 8801.1 |  |  | DC5V
112352260 | EP58HB8-720-1R-N-5 | 8801.1 |  |  | DC5V
112352270 | EP58HB8-720-2R-N-5 | 8801.1 |  |  | DC5V
112352280 | EP58HB8-720-3R-N-5 | 8801.1 |  |  | DC5V
112352290 | EP58HB8-1024-1F-P-5 | 8801.1 |  |  | DC5V
112352300 | EP58HB8-1024-2F-P-5 | 8801.1 |  |  | DC5V
112352310 | EP58HB8-1024-3F-P-5 | 8801.1 |  |  | DC5V
112352320 | EP58HB8-1024-1R-1-5 | 8801.1 |  |  | DC5V
112352330 | EP58HB8-1024-2R-P-5 | 8801.1 |  |  | DC5V
112352340 | EP58HB8-1024-3R-P-5 | 8801.1 |  |  | DC5V
112352350 | EP58HB8-1024-1F-N-5 | 8801.1 |  |  | DC5V
112352360 | EP58HB8-1024-2F-N-5 | 8801.1 |  |  | DC5V
112352370 | EP58HB8-1024-3F-N-5 | 8801.1 |  |  | DC5V
112352380 | EP58HB8-1024-1R-N-5 | 8801.1 |  |  | DC5V
112352390 | EP58HB8-1024-2R-N-5 | 8801.1 |  |  | DC5V
112352400 | EP58HB8-1024-3R-N-5 | 8801.1 |  |  | DC5V
112360010 | EP58SC10-45-1F-P-24 | 8108.1 |  |  | DC12-24V
112360020 | EP58SC10-45-2F-P-24 | 8108.1 |  |  | DC12-24V
112360030 | EP58SC10-45-3F-P-24 | 8108.1 |  |  | DC12-24V
112360040 | EP58SC10-45-1R-P-24 | 8108.1 |  |  | DC12-24V
112360050 | EP58SC10-45-2R-P-24 | 8108.1 |  |  | DC12-24V
112360060 | EP58SC10-45-3R-P-24 | 8108.1 |  |  | DC12-24V
112360070 | EP58SC10-45-1F-N-24 | 8108.1 |  |  | DC12-24V
112360080 | EP58SC10-45-2F-N-24 | 8108.1 |  |  | DC12-24V
112360090 | EP58SC10-45-3F-N-24 | 8108.1 |  |  | DC12-24V
112360100 | EP58SC10-45-1R-N-24 | 8108.1 |  |  | DC12-24V
112360110 | EP58SC10-45-2R-N-24 | 8108.1 |  |  | DC12-24V
112360120 | EP58SC10-45-3R-N-24 | 8108.1 |  |  | DC12-24V
112360130 | EP58SC10-64-1F-P-24 | 8108.1 |  |  | DC12-24V
112360140 | EP58SC10-64-2F-P-24 | 8108.1 |  |  | DC12-24V
112360150 | EP58SC10-64-3F-P-24 | 8108.1 |  |  | DC12-24V
112360160 | EP58SC10-64-1R-P-24 | 8108.1 |  |  | DC12-24V
112360170 | EP58SC10-64-2R-P-24 | 8108.1 |  |  | DC12-24V
112360180 | EP58SC10-64-3R-P-24 | 8108.1 |  |  | DC12-24V
112360190 | EP58SC10-64-1F-N-24 | 8108.1 |  |  | DC12-24V
112360200 | EP58SC10-64-2F-N-24 | 8108.1 |  |  | DC12-24V
112360210 | EP58SC10-64-3F-N-24 | 8108.1 |  |  | DC12-24V
112360220 | EP58SC10-64-1R-N-24 | 8108.1 |  |  | DC12-24V
112360230 | EP58SC10-64-2R-N-24 | 8108.1 |  |  | DC12-24V
112360240 | EP58SC10-64-3R-N-24 | 8108.1 |  |  | DC12-24V
112360250 | EP58SC10-90-1F-P-24 | 8108.1 |  |  | DC12-24V
112360260 | EP58SC10-90-2F-P-24 | 8108.1 |  |  | DC12-24V
112360270 | EP58SC10-90-3F-P-24 | 8108.1 |  |  | DC12-24V
112360280 | EP58SC10-90-1R-P-24 | 8108.1 |  |  | DC12-24V
112360290 | EP58SC10-90-2R-P-24 | 8108.1 |  |  | DC12-24V
112360300 | EP58SC10-90-3R-P-24 | 8108.1 |  |  | DC12-24V
112360310 | EP58SC10-90-1F-N-24 | 8108.1 |  |  | DC12-24V
112360320 | EP58SC10-90-2F-N-24 | 8108.1 |  |  | DC12-24V
112360330 | EP58SC10-90-3F-N-24 | 8108.1 |  |  | DC12-24V
112360340 | EP58SC10-90-1R-N-24 | 8108.1 |  |  | DC12-24V
112360350 | EP58SC10-90-2R-N-24 | 8108.1 |  |  | DC12-24V
112360360 | EP58SC10-90-3R-N-24 | 8108.1 |  |  | DC12-24V
112360370 | EP58SC10-128-1F-P-24 | 8108.1 |  |  | DC12-24V
112360380 | EP58SC10-128-2F-P-24 | 8108.1 |  |  | DC12-24V
112360390 | EP58SC10-128-3F-P-24 | 8108.1 |  |  | DC12-24V
112360400 | EP58SC10-128-1R-P-24 | 8108.1 |  |  | DC12-24V
112360410 | EP58SC10-128-2R-P-24 | 8108.1 |  |  | DC12-24V
112360420 | EP58SC10-128-3R-P-24 | 8108.1 |  |  | DC12-24V
112360430 | EP58SC10-128-1F-N-24 | 8108.1 |  |  | DC12-24V
112360440 | EP58SC10-128-2F-N-24 | 8108.1 |  |  | DC12-24V
112360450 | EP58SC10-128-3F-N-24 | 8108.1 |  |  | DC12-24V
112360460 | EP58SC10-128-1R-N-24 | 8108.1 |  |  | DC12-24V
112360470 | EP58SC10-128-2R-N-24 | 8108.1 |  |  | DC12-24V
112360480 | EP58SC10-128-3R-N-24 | 8108.1 |  |  | DC12-24V
112360490 | EP58SC10-180-1F-P-24 | 8108.1 |  |  | DC12-24V
112360500 | EP58SC10-180-2F-P-24 | 8108.1 |  |  | DC12-24V
112360510 | EP58SC10-180-3F-P-24 | 8108.1 |  |  | DC12-24V
112360520 | EP58SC10-180-1R-P-24 | 8108.1 |  |  | DC12-24V
112360530 | EP58SC10-180-2R-P-24 | 8108.1 |  |  | DC12-24V
112360540 | EP58SC10-180-3R-P-24 | 8108.1 |  |  | DC12-24V
112360550 | EP58SC10-180-1F-N-24 | 8108.1 |  |  | DC12-24V
112360560 | EP58SC10-180-2F-N-24 | 8108.1 |  |  | DC12-24V
112360570 | EP58SC10-180-3F-N-24 | 8108.1 |  |  | DC12-24V
112360580 | EP58SC10-180-1R-N-24 | 8108.1 |  |  | DC12-24V
112360590 | EP58SC10-180-2R-N-24 | 8108.1 |  |  | DC12-24V
112360600 | EP58SC10-180-3R-N-24 | 8108.1 |  |  | DC12-24V
112360610 | EP58SC10-256-1F-P-24 | 8108.1 |  |  | DC12-24V
112360620 | EP58SC10-256-2F-P-24 | 8108.1 |  |  | DC12-24V
112360630 | EP58SC10-256-3F-P-24 | 8108.1 |  |  | DC12-24V
112360640 | EP58SC10-256-1R-P-24 | 8108.1 |  |  | DC12-24V
112360650 | EP58SC10-256-2R-P-24 | 8108.1 |  |  | DC12-24V
112360660 | EP58SC10-256-3R-P-24 | 8108.1 |  |  | DC12-24V
112360670 | EP58SC10-256-1F-N-24 | 8108.1 |  |  | DC12-24V
112360680 | EP58SC10-256-2F-N-24 | 8108.1 |  |  | DC12-24V
112360690 | EP58SC10-256-3F-N-24 | 8108.1 |  |  | DC12-24V
112360700 | EP58SC10-256-1R-N-24 | 8108.1 |  |  | DC12-24V
112360710 | EP58SC10-256-2R-N-24 | 8108.1 |  |  | DC12-24V
112360720 | EP58SC10-256-3R-N-24 | 8108.1 |  |  | DC12-24V
112360730 | EP58SC10-360-1F-P-24 | 8108.1 |  |  | DC12-24V
112360740 | EP58SC10-360-2F-P-24 | 8108.1 |  |  | DC12-24V
112360750 | EP58SC10-360-3F-P-24 | 8108.1 |  |  | DC12-24V
112360760 | EP58SC10-360-1R-P-24 | 8108.1 |  |  | DC12-24V
112360770 | EP58SC10-360-2R-P-24 | 8108.1 |  |  | DC12-24V
112360780 | EP58SC10-360-3R-P-24 | 8108.1 |  |  | DC12-24V
112360790 | EP58SC10-360-1F-N-24 | 8108.1 |  |  | DC12-24V
112360800 | EP58SC10-360-2F-N-24 | 8108.1 |  |  | DC12-24V
112360810 | EP58SC10-360-3F-N-24 | 8108.1 |  |  | DC12-24V
112360820 | EP58SC10-360-1R-N-24 | 8108.1 |  |  | DC12-24V
112360830 | EP58SC10-360-2R-N-24 | 8108.1 |  |  | DC12-24V
112360840 | EP58SC10-360-3R-N-24 | 8108.1 |  |  | DC12-24V
112360850 | EP58SC10-512-1F-P-24 | 8108.1 |  |  | DC12-24V
112360860 | EP58SC10-512-2F-P-24 | 8108.1 |  |  | DC12-24V
112360870 | EP58SC10-512-3F-P-24 | 8108.1 |  |  | DC12-24V
112360880 | EP58SC10-512-1R-P-24 | 8108.1 |  |  | DC12-24V
112360890 | EP58SC10-512-2R-P-24 | 8108.1 |  |  | DC12-24V
112360900 | EP58SC10-512-3R-P-24 | 8108.1 |  |  | DC12-24V
112360910 | EP58SC10-512-1F-N-24 | 8108.1 |  |  | DC12-24V
112360920 | EP58SC10-512-2F-N-24 | 8108.1 |  |  | DC12-24V
112360930 | EP58SC10-512-3F-N-24 | 8108.1 |  |  | DC12-24V
112360940 | EP58SC10-512-1R-N-24 | 8108.1 |  |  | DC12-24V
112360950 | EP58SC10-512-2R-N-24 | 8108.1 |  |  | DC12-24V
112360960 | EP58SC10-512-3R-N-24 | 8108.1 |  |  | DC12-24V
112360970 | EP58SC10-720-1F-P-24 | 8108.1 |  |  | DC12-24V
112360980 | EP58SC10-720-2F-P-24 | 8108.1 |  |  | DC12-24V
112360990 | EP58SC10-720-3F-P-24 | 8108.1 |  |  | DC12-24V
112361000 | EP58SC10-720-1R-P-24 | 8108.1 |  |  | DC12-24V
112361010 | EP58SC10-720-2R-P-24 | 8108.1 |  |  | DC12-24V
112361020 | EP58SC10-720-3R-P-24 | 8108.1 |  |  | DC12-24V
112361030 | EP58SC10-720-1F-N-24 | 8108.1 |  |  | DC12-24V
112361040 | EP58SC10-720-2F-N-24 | 8108.1 |  |  | DC12-24V
112361050 | EP58SC10-720-3F-N-24 | 8108.1 |  |  | DC12-24V
112361060 | EP58SC10-720-1R-N-24 | 8108.1 |  |  | DC12-24V
112361070 | EP58SC10-720-2R-N-24 | 8108.1 |  |  | DC12-24V
112361080 | EP58SC10-720-3R-N-24 | 8108.1 |  |  | DC12-24V
112361090 | EP58SC10-1024-1F-P-24 | 8108.1 |  |  | DC12-24V
112361100 | EP58SC10-1024-2F-P-24 | 8108.1 |  |  | DC12-24V
112361110 | EP58SC10-1024-3F-P-24 | 8108.1 |  |  | DC12-24V
112361120 | EP58SC10-1024-1R-P-24 | 8108.1 |  |  | DC12-24V
112361130 | EP58SC10-1024-2R-P-24 | 8108.1 |  |  | DC12-24V
112361140 | EP58SC10-1024-3R-P-24 | 8108.1 |  |  | DC12-24V
112361150 | EP58SC10-1024-1F-N-24 | 8108.1 |  |  | DC12-24V
112361160 | EP58SC10-1024-2F-N-24 | 8108.1 |  |  | DC12-24V
112361161 | EP58SC10-1024-2F-N-24 | 8316 |  |  | DC12-24V(5M)
112361170 | EP58SC10-1024-3F-N-24 | 8108.1 |  |  | DC12-24V
112361180 | EP58SC10-1024-1R-N-24 | 8108.1 |  |  | DC12-24V
112361190 | EP58SC10-1024-2R-N-24 | 8108.1 |  |  | DC12-24V
112361200 | EP58SC10-1024-3R-N-24 | 8108.1 |  |  | DC12-24V
112361210 | EP58SC10-45-1F-P-5 | 8108.1 |  |  | DC5V
112361220 | EP58SC10-45-2F-P-5 | 8108.1 |  |  | DC5V
112361230 | EP58SC10-45-3F-P-5 | 8108.1 |  |  | DC5V
112361240 | EP58SC10-45-1R-P-5 | 8108.1 |  |  | DC5V
112361250 | EP58SC10-45-2R-P-5 | 8108.1 |  |  | DC5V
112361260 | EP58SC10-45-3R-P-5 | 8108.1 |  |  | DC5V
112361270 | EP58SC10-45-1F-N-5 | 8108.1 |  |  | DC5V
112361280 | EP58SC10-45-2F-N-5 | 8108.1 |  |  | DC5V
112361290 | EP58SC10-45-3F-N-5 | 8108.1 |  |  | DC5V
112361300 | EP58SC10-45-1R-N-5 | 8108.1 |  |  | DC5V
112361310 | EP58SC10-45-2R-N-5 | 8108.1 |  |  | DC5V
112361320 | EP58SC10-45-3R-N-5 | 8108.1 |  |  | DC5V
112361330 | EP58SC10-64-1F-P-5 | 8108.1 |  |  | DC5V
112361340 | EP58SC10-64-2F-P-5 | 8108.1 |  |  | DC5V
112361350 | EP58SC10-64-3F-P-5 | 8108.1 |  |  | DC5V
112361360 | EP58SC10-64-1R-P-5 | 8108.1 |  |  | DC5V
112361370 | EP58SC10-64-2R-P-5 | 8108.1 |  |  | DC5V
112361380 | EP58SC10-64-3R-P-5 | 8108.1 |  |  | DC5V
112361390 | EP58SC10-64-1F-N-5 | 8108.1 |  |  | DC5V
112361400 | EP58SC10-64-2F-N-5 | 8108.1 |  |  | DC5V
112361410 | EP58SC10-64-3F-N-5 | 8108.1 |  |  | DC5V
112361420 | EP58SC10-64-1R-N-5 | 8108.1 |  |  | DC5V
112361430 | EP58SC10-64-2R-N-5 | 8108.1 |  |  | DC5V
112361440 | EP58SC10-64-3R-N-5 | 8108.1 |  |  | DC5V
112361450 | EP58SC10-90-1F-P-5 | 8108.1 |  |  | DC5V
112361460 | EP58SC10-90-2F-P-5 | 8108.1 |  |  | DC5V
112361470 | EP58SC10-90-3F-P-5 | 8108.1 |  |  | DC5V
112361480 | EP58SC10-90-1R-P-5 | 8108.1 |  |  | DC5V
112361490 | EP58SC10-90-2R-P-5 | 8108.1 |  |  | DC5V
112361500 | EP58SC10-90-3R-P-5 | 8108.1 |  |  | DC5V
112361510 | EP58SC10-90-1F-N-5 | 8108.1 |  |  | DC5V
112361520 | EP58SC10-90-2F-N-5 | 8108.1 |  |  | DC5V
112361530 | EP58SC10-90-3F-N-5 | 8108.1 |  |  | DC5V
112361540 | EP58SC10-90-1R-N-5 | 8108.1 |  |  | DC5V
112361550 | EP58SC10-90-2R-N-5 | 8108.1 |  |  | DC5V
112361560 | EP58SC10-90-3R-N-5 | 8108.1 |  |  | DC5V
112361570 | EP58SC10-128-1F-P-5 | 8108.1 |  |  | DC5V
112361580 | EP58SC10-128-2F-P-5 | 8108.1 |  |  | DC5V
112361590 | EP58SC10-128-3F-P-5 | 8108.1 |  |  | DC5V
112361600 | EP58SC10-128-1R-P-5 | 8108.1 |  |  | DC5V
112361610 | EP58SC10-128-2R-P-5 | 8108.1 |  |  | DC5V
112361620 | EP58SC10-128-3R-P-5 | 8108.1 |  |  | DC5V
112361630 | EP58SC10-128-1F-N-5 | 8108.1 |  |  | DC5V
112361640 | EP58SC10-128-2F-N-5 | 8108.1 |  |  | DC5V
112361650 | EP58SC10-128-3F-N-5 | 8108.1 |  |  | DC5V
112361660 | EP58SC10-128-1R-N-5 | 8108.1 |  |  | DC5V
112361670 | EP58SC10-128-2R-N-5 | 8108.1 |  |  | DC5V
112361680 | EP58SC10-128-3R-N-5 | 8108.1 |  |  | DC5V
112361690 | EP58SC10-180-1F-P-5 | 8108.1 |  |  | DC5V
112361700 | EP58SC10-180-2F-P-5 | 8108.1 |  |  | DC5V
112361710 | EP58SC10-180-3F-P-5 | 8108.1 |  |  | DC5V
112361720 | EP58SC10-180-1R-P-5 | 8108.1 |  |  | DC5V
112361730 | EP58SC10-180-2R-P-5 | 8108.1 |  |  | DC5V
112361740 | EP58SC10-180-3R-P-5 | 8108.1 |  |  | DC5V
112361750 | EP58SC10-180-1F-N-5 | 8108.1 |  |  | DC5V
112361760 | EP58SC10-180-2F-N-5 | 8108.1 |  |  | DC5V
112361770 | EP58SC10-180-3F-N-5 | 8108.1 |  |  | DC5V
112361780 | EP58SC10-180-1R-N-5 | 8108.1 |  |  | DC5V
112361790 | EP58SC10-180-2R-N-5 | 8108.1 |  |  | DC5V
112361800 | EP58SC10-180-3R-N-5 | 8108.1 |  |  | DC5V
112361810 | EP58SC10-256-1F-P-5 | 8108.1 |  |  | DC5V
112361820 | EP58SC10-256-2F-P-5 | 8108.1 |  |  | DC5V
112361830 | EP58SC10-256-3F-P-5 | 8108.1 |  |  | DC5V
112361840 | EP58SC10-256-1R-P-5 | 8108.1 |  |  | DC5V
112361850 | EP58SC10-256-2R-P-5 | 8108.1 |  |  | DC5V
112361860 | EP58SC10-256-3R-P-5 | 8108.1 |  |  | DC5V
112361870 | EP58SC10-256-1F-N-5 | 8108.1 |  |  | DC5V
112361880 | EP58SC10-256-2F-N-5 | 8108.1 |  |  | DC5V
112361890 | EP58SC10-256-3F-N-5 | 8108.1 |  |  | DC5V
112361900 | EP58SC10-256-1R-N-5 | 8108.1 |  |  | DC5V
112361910 | EP58SC10-256-2R-N-5 | 8108.1 |  |  | DC5V
112361920 | EP58SC10-256-3R-N-5 | 8108.1 |  |  | DC5V
112361930 | EP58SC10-360-1F-P-5 | 8108.1 |  |  | DC5V
112361940 | EP58SC10-360-2F-P-5 | 8108.1 |  |  | DC5V
112361950 | EP58SC10-360-3F-P-5 | 8108.1 |  |  | DC5V
112361960 | EP58SC10-360-1R-P-5 | 8108.1 |  |  | DC5V
112361970 | EP58SC10-360-2R-P-5 | 8108.1 |  |  | DC5V
112361980 | EP58SC10-360-3R-P-5 | 8108.1 |  |  | DC5V
112361990 | EP58SC10-360-1F-N-5 | 8108.1 |  |  | DC5V
112362000 | EP58SC10-360-2F-N-5 | 8108.1 |  |  | DC5V
112362010 | EP58SC10-360-3F-N-5 | 8108.1 |  |  | DC5V
112362020 | EP58SC10-360-1R-N-5 | 8108.1 |  |  | DC5V
112362030 | EP58SC10-360-2R-N-5 | 8108.1 |  |  | DC5V
112362040 | EP58SC10-360-3R-N-5 | 8108.1 |  |  | DC5V
112362050 | EP58SC10-512-1F-P-5 | 8108.1 |  |  | DC5V
112362060 | EP58SC10-512-2F-P-5 | 8108.1 |  |  | DC5V
112362070 | EP58SC10-512-3F-P-5 | 8108.1 |  |  | DC5V
112362080 | EP58SC10-512-1R-P-5 | 8108.1 |  |  | DC5V
112362090 | EP58SC10-512-2R-P-5 | 8108.1 |  |  | DC5V
112362100 | EP58SC10-512-3R-P-5 | 8108.1 |  |  | DC5V
112362110 | EP58SC10-512-1F-N-5 | 8108.1 |  |  | DC5V
112362120 | EP58SC10-512-2F-N-5 | 8108.1 |  |  | DC5V
112362130 | EP58SC10-512-3F-N-5 | 8108.1 |  |  | DC5V
112362140 | EP58SC10-512-1R-N-5 | 8108.1 |  |  | DC5V
112362150 | EP58SC10-512-2R-N-5 | 8108.1 |  |  | DC5V
112362160 | EP58SC10-512-3R-N-5 | 8108.1 |  |  | DC5V
112362170 | EP58SC10-720-1F-P-5 | 8108.1 |  |  | DC5V
112362180 | EP58SC10-720-2F-P-5 | 8108.1 |  |  | DC5V
112362190 | EP58SC10-720-3F-P-5 | 8108.1 |  |  | DC5V
112362200 | EP58SC10-720-1R-P-5 | 8108.1 |  |  | DC5V
112362210 | EP58SC10-720-2R-P-5 | 8108.1 |  |  | DC5V
112362220 | EP58SC10-720-3R-P-5 | 8108.1 |  |  | DC5V
112362230 | EP58SC10-720-1F-N-5 | 8108.1 |  |  | DC5V
112362240 | EP58SC10-720-2F-N-5 | 8108.1 |  |  | DC5V
112362250 | EP58SC10-720-3F-N-5 | 8108.1 |  |  | DC5V
112362260 | EP58SC10-720-1R-N-5 | 8108.1 |  |  | DC5V
112362270 | EP58SC10-720-2R-N-5 | 8108.1 |  |  | DC5V
112362280 | EP58SC10-720-3R-N-5 | 8108.1 |  |  | DC5V
112362290 | EP58SC10-1024-1F-P-5 | 8108.1 |  |  | DC5V
112362300 | EP58SC10-1024-2F-P-5 | 8108.1 |  |  | DC5V
112362310 | EP58SC10-1024-3F-P-5 | 8108.1 |  |  | DC5V
112362320 | EP58SC10-1024-1R-P-5 | 8108.1 |  |  | DC5V
112362330 | EP58SC10-1024-2R-P-5 | 8108.1 |  |  | DC5V
112362340 | EP58SC10-1024-3R-P-5 | 8108.1 |  |  | DC5V
112362350 | EP58SC10-1024-1F-N-5 | 8108.1 |  |  | DC5V
112362360 | EP58SC10-1024-2F-N-5 | 8108.1 |  |  | DC5V
112362370 | EP58SC10-1024-3F-N-5 | 8108.1 |  |  | DC5V
112362380 | EP58SC10-1024-1R-N-5 | 8108.1 |  |  | DC5V
112362390 | EP58SC10-1024-2R-N-5 | 8108.1 |  |  | DC5V
112362400 | EP58SC10-1024-3R-N-5 | 8108.1 |  |  | DC5V
112370010 | EP58SS6-45-1F-P-24 | 8108.1 |  |  | DC12-24V
112370020 | EP58SS6-45-2F-P-24 | 8108.1 |  |  | DC12-24V
112370030 | EP58SS6-45-3F-P-24 | 8108.1 |  |  | DC12-24V
112370040 | EP58SS6-45-1R-P-24 | 8108.1 |  |  | DC12-24V
112370050 | EP58SS6-45-2R-P-24 | 8108.1 |  |  | DC12-24V
112370060 | EP58SS6-45-3R-P-24 | 8108.1 |  |  | DC12-24V
112370070 | EP58SS6-45-1F-N-24 | 8108.1 |  |  | DC12-24V
112370080 | EP58SS6-45-2F-N-24 | 8108.1 |  |  | DC12-24V
112370090 | EP58SS6-45-3F-N-24 | 8108.1 |  |  | DC12-24V
112370100 | EP58SS6-45-1R-N-24 | 8108.1 |  |  | DC12-24V
112370110 | EP58SS6-45-2R-N-24 | 8108.1 |  |  | DC12-24V
112370120 | EP58SS6-45-3R-N-24 | 8108.1 |  |  | DC12-24V
112370130 | EP58SS6-64-1F-P-24 | 8108.1 |  |  | DC12-24V
112370140 | EP58SS6-64-2F-P-24 | 8108.1 |  |  | DC12-24V
112370150 | EP58SS6-64-3F-P-24 | 8108.1 |  |  | DC12-24V
112370160 | EP58SS6-64-1R-P-24 | 8108.1 |  |  | DC12-24V
112370170 | EP58SS6-64-2R-P-24 | 8108.1 |  |  | DC12-24V
112370180 | EP58SS6-64-3R-P-24 | 8108.1 |  |  | DC12-24V
112370190 | EP58SS6-64-1F-N-24 | 8108.1 |  |  | DC12-24V
112370200 | EP58SS6-64-2F-N-24 | 8108.1 |  |  | DC12-24V
112370210 | EP58SS6-64-3F-N-24 | 8108.1 |  |  | DC12-24V
112370220 | EP58SS6-64-1R-N-24 | 8108.1 |  |  | DC12-24V
112370230 | EP58SS6-64-2R-N-24 | 8108.1 |  |  | DC12-24V
112370240 | EP58SS6-64-3R-N-24 | 8108.1 |  |  | DC12-24V
112370250 | EP58SS6-90-1F-P-24 | 8108.1 |  |  | DC12-24V
112370260 | EP58SS6-90-2F-P-24 | 8108.1 |  |  | DC12-24V
112370270 | EP58SS6-90-3F-P-24 | 8108.1 |  |  | DC12-24V
112370280 | EP58SS6-90-1R-P-24 | 8108.1 |  |  | DC12-24V
112370290 | EP58SS6-90-2R-P-24 | 8108.1 |  |  | DC12-24V
112370300 | EP58SS6-90-3R-P-24 | 8108.1 |  |  | DC12-24V
112370310 | EP58SS6-90-1F-N-24 | 8108.1 |  |  | DC12-24V
112370320 | EP58SS6-90-2F-N-24 | 8108.1 |  |  | DC12-24V
112370330 | EP58SS6-90-3F-N-24 | 8108.1 |  |  | DC12-24V
112370340 | EP58SS6-90-1R-N-24 | 8108.1 |  |  | DC12-24V
112370350 | EP58SS6-90-2R-N-24 | 8108.1 |  |  | DC12-24V
112370360 | EP58SS6-90-3R-N-24 | 8108.1 |  |  | DC12-24V
112370370 | EP58SS6-128-1F-P-24 | 8108.1 |  |  | DC12-24V
112370380 | EP58SS6-128-2F-P-24 | 8108.1 |  |  | DC12-24V
112370390 | EP58SS6-128-3F-P-24 | 8108.1 |  |  | DC12-24V
112370400 | EP58SS6-128-1R-P-24 | 8108.1 |  |  | DC12-24V
112370410 | EP58SS6-128-2R-P-24 | 8108.1 |  |  | DC12-24V
112370420 | EP58SS6-128-3R-P-24 | 8108.1 |  |  | DC12-24V
112370430 | EP58SS6-128-1F-N-24 | 8108.1 |  |  | DC12-24V
112370440 | EP58SS6-128-2F-N-24 | 8108.1 |  |  | DC12-24V
112370450 | EP58SS6-128-3F-N-24 | 8108.1 |  |  | DC12-24V
112370460 | EP58SS6-128-1R-N-24 | 8108.1 |  |  | DC12-24V
112370470 | EP58SS6-128-2R-N-24 | 8108.1 |  |  | DC12-24V
112370480 | EP58SS6-128-3R-N-24 | 8108.1 |  |  | DC12-24V
112370490 | EP58SS6-180-1F-P-24 | 8108.1 |  |  | DC12-24V
112370500 | EP58SS6-180-2F-P-24 | 8108.1 |  |  | DC12-24V
112370510 | EP58SS6-180-3F-P-24 | 8108.1 |  |  | DC12-24V
112370520 | EP58SS6-180-1R-P-24 | 8108.1 |  |  | DC12-24V
112370530 | EP58SS6-180-2R-P-24 | 8108.1 |  |  | DC12-24V
112370540 | EP58SS6-180-3R-P-24 | 8108.1 |  |  | DC12-24V
112370550 | EP58SS6-180-1F-N-24 | 8108.1 |  |  | DC12-24V
112370560 | EP58SS6-180-2F-N-24 | 8108.1 |  |  | DC12-24V
112370570 | EP58SS6-180-3F-N-24 | 8108.1 |  |  | DC12-24V
112370580 | EP58SS6-180-1R-N-24 | 8108.1 |  |  | DC12-24V
112370590 | EP58SS6-180-2R-N-24 | 8108.1 |  |  | DC12-24V
112370600 | EP58SS6-180-3R-N-24 | 8108.1 |  |  | DC12-24V
112370610 | EP58SS6-256-1F-P-24 | 8108.1 |  |  | DC12-24V
112370620 | EP58SS6-256-2F-P-24 | 8108.1 |  |  | DC12-24V
112370630 | EP58SS6-256-3F-P-24 | 8108.1 |  |  | DC12-24V
112370640 | EP58SS6-256-1R-P-24 | 8108.1 |  |  | DC12-24V
112370650 | EP58SS6-256-2R-P-24 | 8108.1 |  |  | DC12-24V
112370660 | EP58SS6-256-3R-P-24 | 8108.1 |  |  | DC12-24V
112370670 | EP58SS6-256-1F-N-24 | 8108.1 |  |  | DC12-24V
112370680 | EP58SS6-256-2F-N-24 | 8108.1 |  |  | DC12-24V
112370690 | EP58SS6-256-3F-N-24 | 8108.1 |  |  | DC12-24V
112370700 | EP58SS6-256-1R-N-24 | 8108.1 |  |  | DC12-24V
112370710 | EP58SS6-256-2R-N-24 | 8108.1 |  |  | DC12-24V
112370720 | EP58SS6-256-3R-N-24 | 8108.1 |  |  | DC12-24V
112370730 | EP58SS6-360-1F-P-24 | 8108.1 |  |  | DC12-24V
112370740 | EP58SS6-360-2F-P-24 | 8108.1 |  |  | DC12-24V
112370750 | EP58SS6-360-3F-P-24 | 8108.1 |  |  | DC12-24V
112370760 | EP58SS6-360-1R-P-24 | 8108.1 |  |  | DC12-24V
112370770 | EP58SS6-360-2R-P-24 | 8108.1 |  |  | DC12-24V
112370780 | EP58SS6-360-3R-P-24 | 8108.1 |  |  | DC12-24V
112370790 | EP58SS6-360-1F-N-24 | 8108.1 |  |  | DC12-24V
112370800 | EP58SS6-360-2F-N-24 | 8108.1 |  |  | DC12-24V
112370810 | EP58SS6-360-3F-N-24 | 8108.1 |  |  | DC12-24V
112370820 | EP58SS6-360-1R-N-24 | 8108.1 |  |  | DC12-24V
112370830 | EP58SS6-360-2R-N-24 | 8108.1 |  |  | DC12-24V
112370840 | EP58SS6-360-3R-N-24 | 8108.1 |  |  | DC12-24V
112370850 | EP58SS6-512-1F-P-24 | 8108.1 |  |  | DC12-24V
112370860 | EP58SS6-512-2F-P-24 | 8108.1 |  |  | DC12-24V
112370870 | EP58SS6-512-3F-P-24 | 8108.1 |  |  | DC12-24V
112370880 | EP58SS6-512-1R-P-24 | 8108.1 |  |  | DC12-24V
112370890 | EP58SS6-512-2R-P-24 | 8108.1 |  |  | DC12-24V
112370900 | EP58SS6-512-3R-P-24 | 8108.1 |  |  | DC12-24V
112370910 | EP58SS6-512-1F-N-24 | 8108.1 |  |  | DC12-24V
112370920 | EP58SS6-512-2F-N-24 | 8108.1 |  |  | DC12-24V
112370930 | EP58SS6-512-3F-N-24 | 8108.1 |  |  | DC12-24V
112370940 | EP58SS6-512-1R-N-24 | 8108.1 |  |  | DC12-24V
112370950 | EP58SS6-512-2R-N-24 | 8108.1 |  |  | DC12-24V
112370960 | EP58SS6-512-3R-N-24 | 8108.1 |  |  | DC12-24V
112370970 | EP58SS6-720-1F-P-24 | 8108.1 |  |  | DC12-24V
112370980 | EP58SS6-720-2F-P-24 | 8108.1 |  |  | DC12-24V
112370990 | EP58SS6-720-3F-P-24 | 8108.1 |  |  | DC12-24V
112371000 | EP58SS6-720-1R-P-24 | 8108.1 |  |  | DC12-24V
112371010 | EP58SS6-720-2R-P-24 | 8108.1 |  |  | DC12-24V
112371020 | EP58SS6-720-3R-P-24 | 8108.1 |  |  | DC12-24V
112371030 | EP58SS6-720-1F-N-24 | 8108.1 |  |  | DC12-24V
112371040 | EP58SS6-720-2F-N-24 | 8108.1 |  |  | DC12-24V
112371050 | EP58SS6-720-3F-N-24 | 8108.1 |  |  | DC12-24V
112371060 | EP58SS6-720-1R-N-24 | 8108.1 |  |  | DC12-24V
112371070 | EP58SS6-720-2R-N-24 | 8108.1 |  |  | DC12-24V
112371080 | EP58SS6-720-3R-N-24 | 8108.1 |  |  | DC12-24V
112371090 | EP58SS6-1024-1F-P-24 | 8108.1 |  |  | DC12-24V
112371100 | EP58SS6-1024-2F-P-24 | 8108.1 |  |  | DC12-24V
112371110 | EP58SS6-1024-3F-P-24 | 8108.1 |  |  | DC12-24V
112371120 | EP58SS6-1024-1R-P-24 | 8108.1 |  |  | DC12-24V
112371130 | EP58SS6-1024-2R-P-24 | 8108.1 |  |  | DC12-24V
112371140 | EP58SS6-1024-3R-P-24 | 8108.1 |  |  | DC12-24V
112371150 | EP58SS6-1024-1F-N-24 | 8108.1 |  |  | DC12-24V
112371160 | EP58SS6-1024-2F-N-24 | 8108.1 |  |  | DC12-24V
112371170 | EP58SS6-1024-3F-N-24 | 8108.1 |  |  | DC12-24V
112371180 | EP58SS6-1024-1R-N-24 | 8108.1 |  |  | DC12-24V
112371190 | EP58SS6-1024-2R-N-24 | 8108.1 |  |  | DC12-24V
112371200 | EP58SS6-1024-3R-N-24 | 8108.1 |  |  | DC12-24V
112371210 | EP58SS6-45-1F-P-5 | 8108.1 |  |  | DC5V
112371220 | EP58SS6-45-2F-P-5 | 8108.1 |  |  | DC5V
112371230 | EP58SS6-45-3F-P-5 | 8108.1 |  |  | DC5V
112371240 | EP58SS6-45-1R-P-5 | 8108.1 |  |  | DC5V
112371250 | EP58SS6-45-2R-P-5 | 8108.1 |  |  | DC5V
112371260 | EP58SS6-45-3R-P-5 | 8108.1 |  |  | DC5V
112371270 | EP58SS6-45-1F-N-5 | 8108.1 |  |  | DC5V
112371280 | EP58SS6-45-2F-N-5 | 8108.1 |  |  | DC5V
112371290 | EP58SS6-45-3F-N-5 | 8108.1 |  |  | DC5V
112371300 | EP58SS6-45-1R-N-5 | 8108.1 |  |  | DC5V
112371310 | EP58SS6-45-2R-N-5 | 8108.1 |  |  | DC5V
112371320 | EP58SS6-45-3R-N-5 | 8108.1 |  |  | DC5V
112371330 | EP58SS6-64-1F-P-5 | 8108.1 |  |  | DC5V
112371340 | EP58SS6-64-2F-P-5 | 8108.1 |  |  | DC5V
112371350 | EP58SS6-64-3F-P-5 | 8108.1 |  |  | DC5V
112371360 | EP58SS6-64-1R-P-5 | 8108.1 |  |  | DC5V
112371370 | EP58SS6-64-2R-P-5 | 8108.1 |  |  | DC5V
112371380 | EP58SS6-64-3R-P-5 | 8108.1 |  |  | DC5V
112371390 | EP58SS6-64-1F-N-5 | 8108.1 |  |  | DC5V
112371400 | EP58SS6-64-2F-N-5 | 8108.1 |  |  | DC5V
112371410 | EP58SS6-64-3F-N-5 | 8108.1 |  |  | DC5V
112371420 | EP58SS6-64-1R-N-5 | 8108.1 |  |  | DC5V
112371430 | EP58SS6-64-2R-N-5 | 8108.1 |  |  | DC5V
112371440 | EP58SS6-64-3R-N-5 | 8108.1 |  |  | DC5V
112371450 | EP58SS6-90-1F-P-5 | 8108.1 |  |  | DC5V
112371460 | EP58SS6-90-2F-P-5 | 8108.1 |  |  | DC5V
112371470 | EP58SS6-90-3F-P-5 | 8108.1 |  |  | DC5V
112371480 | EP58SS6-90-1R-P-5 | 8108.1 |  |  | DC5V
112371490 | EP58SS6-90-2R-P-5 | 8108.1 |  |  | DC5V
112371500 | EP58SS6-90-3R-P-5 | 8108.1 |  |  | DC5V
112371510 | EP58SS6-90-1F-N-5 | 8108.1 |  |  | DC5V
112371520 | EP58SS6-90-2F-N-5 | 8108.1 |  |  | DC5V
112371530 | EP58SS6-90-3F-N-5 | 8108.1 |  |  | DC5V
112371540 | EP58SS6-90-1R-N-5 | 8108.1 |  |  | DC5V
112371550 | EP58SS6-90-2R-N-5 | 8108.1 |  |  | DC5V
112371560 | EP58SS6-90-3R-N-5 | 8108.1 |  |  | DC5V
112371570 | EP58SS6-128-1F-P-5 | 8108.1 |  |  | DC5V
112371580 | EP58SS6-128-2F-P-5 | 8108.1 |  |  | DC5V
112371590 | EP58SS6-128-3F-P-5 | 8108.1 |  |  | DC5V
112371600 | EP58SS6-128-1R-P-5 | 8108.1 |  |  | DC5V
112371610 | EP58SS6-128-2R-P-5 | 8108.1 |  |  | DC5V
112371620 | EP58SS6-128-3R-P-5 | 8108.1 |  |  | DC5V
112371630 | EP58SS6-128-1F-N-5 | 8108.1 |  |  | DC5V
112371640 | EP58SS6-128-2F-N-5 | 8108.1 |  |  | DC5V
112371650 | EP58SS6-128-3F-N-5 | 8108.1 |  |  | DC5V
112371660 | EP58SS6-128-1R-N-5 | 8108.1 |  |  | DC5V
112371670 | EP58SS6-128-2R-N-5 | 8108.1 |  |  | DC5V
112371680 | EP58SS6-128-3R-N-5 | 8108.1 |  |  | DC5V
112371690 | EP58SS6-180-1F-P-5 | 8108.1 |  |  | DC5V
112371700 | EP58SS6-180-2F-P-5 | 8108.1 |  |  | DC5V
112371710 | EP58SS6-180-3F-P-5 | 8108.1 |  |  | DC5V
112371720 | EP58SS6-180-1R-P-5 | 8108.1 |  |  | DC5V
112371730 | EP58SS6-180-2R-P-5 | 8108.1 |  |  | DC5V
112371740 | EP58SS6-180-3R-P-5 | 8108.1 |  |  | DC5V
112371750 | EP58SS6-180-1F-N-5 | 8108.1 |  |  | DC5V
112371760 | EP58SS6-180-2F-N-5 | 8108.1 |  |  | DC5V
112371770 | EP58SS6-180-3F-N-5 | 8108.1 |  |  | DC5V
112371780 | EP58SS6-180-1R-N-5 | 8108.1 |  |  | DC5V
112371790 | EP58SS6-180-2R-N-5 | 8108.1 |  |  | DC5V
112371800 | EP58SS6-180-3R-N-5 | 8108.1 |  |  | DC5V
112371810 | EP58SS6-256-1F-P-5 | 8108.1 |  |  | DC5V
112371820 | EP58SS6-256-2F-P-5 | 8108.1 |  |  | DC5V
112371830 | EP58SS6-256-3F-P-5 | 8108.1 |  |  | DC5V
112371840 | EP58SS6-256-1R-P-5 | 8108.1 |  |  | DC5V
112371850 | EP58SS6-256-2R-P-5 | 8108.1 |  |  | DC5V
112371860 | EP58SS6-256-3R-P-5 | 8108.1 |  |  | DC5V
112371870 | EP58SS6-256-1F-N-5 | 8108.1 |  |  | DC5V
112371880 | EP58SS6-256-2F-N-5 | 8108.1 |  |  | DC5V
112371890 | EP58SS6-256-3F-N-5 | 8108.1 |  |  | DC5V
112371900 | EP58SS6-256-1R-N-5 | 8108.1 |  |  | DC5V
112371910 | EP58SS6-256-2R-N-5 | 8108.1 |  |  | DC5V
112371920 | EP58SS6-256-3R-N-5 | 8108.1 |  |  | DC5V
112371930 | EP58SS6-360-1F-P-5 | 8108.1 |  |  | DC5V
112371940 | EP58SS6-360-2F-P-5 | 8108.1 |  |  | DC5V
112371950 | EP58SS6-360-3F-P-5 | 8108.1 |  |  | DC5V
112371960 | EP58SS6-360-1R-P-5 | 8108.1 |  |  | DC5V
112371970 | EP58SS6-360-2R-P-5 | 8108.1 |  |  | DC5V
112371980 | EP58SS6-360-3R-P-5 | 8108.1 |  |  | DC5V
112371990 | EP58SS6-360-1F-N-5 | 8108.1 |  |  | DC5V
112372000 | EP58SS6-360-2F-N-5 | 8108.1 |  |  | DC5V
112372010 | EP58SS6-360-3F-N-5 | 8108.1 |  |  | DC5V
112372020 | EP58SS6-360-1R-N-5 | 8108.1 |  |  | DC5V
112372030 | EP58SS6-360-2R-N-5 | 8108.1 |  |  | DC5V
112372040 | EP58SS6-360-3R-N-5 | 8108.1 |  |  | DC5V
112372050 | EP58SS6-512-1F-P-5 | 8108.1 |  |  | DC5V
112372060 | EP58SS6-512-2F-P-5 | 8108.1 |  |  | DC5V
112372070 | EP58SS6-512-3F-P-5 | 8108.1 |  |  | DC5V
112372080 | EP58SS6-512-1R-P-5 | 8108.1 |  |  | DC5V
112372090 | EP58SS6-512-2R-P-5 | 8108.1 |  |  | DC5V
112372100 | EP58SS6-512-3R-P-5 | 8108.1 |  |  | DC5V
112372110 | EP58SS6-512-1F-N-5 | 8108.1 |  |  | DC5V
112372120 | EP58SS6-512-2F-N-5 | 8108.1 |  |  | DC5V
112372130 | EP58SS6-512-3F-N-5 | 8108.1 |  |  | DC5V
112372140 | EP58SS6-512-1R-N-5 | 8108.1 |  |  | DC5V
112372150 | EP58SS6-512-2R-N-5 | 8108.1 |  |  | DC5V
112372160 | EP58SS6-512-3R-N-5 | 8108.1 |  |  | DC5V
112372170 | EP58SS6-720-1F-P-5 | 8108.1 |  |  | DC5V
112372180 | EP58SS6-720-2F-P-5 | 8108.1 |  |  | DC5V
112372190 | EP58SS6-720-3F-P-5 | 8108.1 |  |  | DC5V
112372200 | EP58SS6-720-1R-P-5 | 8108.1 |  |  | DC5V
112372210 | EP58SS6-720-2R-P-5 | 8108.1 |  |  | DC5V
112372220 | EP58SS6-720-3R-P-5 | 8108.1 |  |  | DC5V
112372230 | EP58SS6-720-1F-N-5 | 8108.1 |  |  | DC5V
112372240 | EP58SS6-720-2F-N-5 | 8108.1 |  |  | DC5V
112372250 | EP58SS6-720-3F-N-5 | 8108.1 |  |  | DC5V
112372260 | EP58SS6-720-1R-N-5 | 8108.1 |  |  | DC5V
112372270 | EP58SS6-720-2R-N-5 | 8108.1 |  |  | DC5V
112372280 | EP58SS6-720-3R-N-5 | 8108.1 |  |  | DC5V
112372290 | EP58SS6-1024-1F-P-5 | 8108.1 |  |  | DC5V
112372300 | EP58SS6-1024-2F-P-5 | 8108.1 |  |  | DC5V
112372310 | EP58SS6-1024-3F-P-5 | 8108.1 |  |  | DC5V
112372320 | EP58SS6-1024-1R-1-5 | 8108.1 |  |  | DC5V
112372330 | EP58SS6-1024-2R-P-5 | 8108.1 |  |  | DC5V
112372340 | EP58SS6-1024-3R-P-5 | 8108.1 |  |  | DC5V
112372350 | EP58SS6-1024-1F-N-5 | 8108.1 |  |  | DC5V
112372360 | EP58SS6-1024-2F-N-5 | 8108.1 |  |  | DC5V
112372370 | EP58SS6-1024-3F-N-5 | 8108.1 |  |  | DC5V
112372380 | EP58SS6-1024-1R-N-5 | 8108.1 |  |  | DC5V
112372390 | EP58SS6-1024-2R-N-5 | 8108.1 |  |  | DC5V
112372400 | EP58SS6-1024-3R-N-5 | 8108.1 |  |  | DC5V
112380010 | EPM50S8-1013-B-PN-24 | 8801.1 |  |  | DC12-24V
112380020 | EPM50S8-1013-B-PN-24 | 8801.1 |  |  | DC12-24V(HIGH ACTIVE)
112380030 | EPM50S8-1013-B-S-24 | 8801.1 |  |  | DC12-24V
112380040 | EPM50S8-1013-B-PN-24 | 9078.3 |  |  | 12-24VDC(3M)
112380050 | EPM50S8-1013-B-S-24-S | 8801.1 |  |  | 12-24VDC
112380060 | EPM50S8-1013-B-PN-24 | 16562.7 |  |  | 12-24VDC(30M)
112380070 | EPM50S8-1013-B-PN-24 | 9632.7 |  |  | 12-24VDC(5M)
112380080 | EPM50S8-1013-B-PN-24 | 12404.7 |  |  | 12-24VDC(15M)
112380110 | EPM50S8-1013-B-PN-24-S | 8801.1 |  |  | DC12-24V
112410010 | E18S2-100-1-N-5-R | 0 |  |  | DC5V
112410020 | E18S2-200-1-N-5-R | 0 |  |  | DC5V
112410030 | E18S2-300-1-N-5-R | 0 |  |  | DC5V
112410040 | E18S2-200-1-N-5-R | 0 |  |  | DC5V(LG NSYS)
112410050 | E18S2-400-1-N-5-R | 0 |  |  | DC5V
112410210 | E18S2-100-1-V-5-R | 0 |  |  | DC5V
112410220 | E18S2-200-1-V-5-R | 0 |  |  | DC5V
112410230 | E18S2-300-1-V-5-R | 0 |  |  | DC5V
112410240 | E18S2-400-1-V-5-R | 0 |  |  | DC5V
112410310 | E18S2-100-2-V-5-R | 0 |  |  | DC5V
112410320 | E18S2-200-2-V-5-R | 0 |  |  | DC5V
112410330 | E18S2-300-2-V-5-R | 0 |  |  | DC5V
112410410 | E18S2-100-1-N-5-S | 0 |  |  | DC5V
112410420 | E18S2-200-1-N-5-S | 0 |  |  | DC5V
112410430 | E18S2-300-1-N-5-S | 0 |  |  | DC5V
112410440 | E18S2-400-1-N-5-S | 0 |  |  | DC5V
112410610 | E18S2-100-1-V-5-S | 0 |  |  | DC5V
112410620 | E18S2-200-1-V-5-S | 0 |  |  | DC5V
112410630 | E18S2-300-1-V-5-S | 0 |  |  | DC5V
112410640 | E18S2-400-1-V-5-S | 0 |  |  | DC5V
112410710 | E18S2-100-2-V-5-S | 0 |  |  | DC5V
112410720 | E18S2-200-2-V-5-S | 0 |  |  | DC5V
112410730 | E18S2-300-2-V-5-S | 0 |  |  | DC5V
112410810 | E18S2.5-100-1-N-5-R | 0 |  |  | DC5V
112410820 | E18S2.5-200-1-N-5-R | 0 |  |  | DC5V
112410821 | E18S2.5-200-1-N-5-R | 0 |  |  | DC5V(KISAN)
112410822 | E18S2.5-200-1-N-5-R | 0 |  |  | 5VDC(MS)
112410830 | E18S2.5-300-1-N-5-R | 0 |  |  | DC5V
112410840 | E18S2.5-400-1-N-5-R | 0 |  |  | DC5V
112411010 | E18S2.5-100-1-V-5-R | 0 |  |  | DC5V
112411020 | E18S2.5-200-1-V-5-R | 0 |  |  | DC5V
112411030 | E18S2.5-300-1-V-5-R | 0 |  |  | DC5V
112411040 | E18S2.5-400-1-V-5-R | 0 |  |  | DC5V
112411110 | E18S2.5-100-2-V-5-R | 0 |  |  | DC5V
112411120 | E18S2.5-200-2-V-5-R | 0 |  |  | DC5V
112411130 | E18S2.5-300-2-V-5-R | 0 |  |  | DC5V
112411210 | E18S2.5-100-1-N-5-S | 0 |  |  | DC5V
112411220 | E18S2.5-200-1-N-5-S | 0 |  |  | DC5C
112411230 | E18S2.5-300-1-N-5-S | 0 |  |  | DC5V
112411240 | E18S2.5-400-1-N-5-S | 0 |  |  | DC5V
112411260 | E18S2.5-200-1-N-5-S | 0 |  |  | DC5V(KISAN)
112411280 | E18S2.5-400-1-N-5-S | 0 |  |  | DC5V(KISAN)
112411410 | E18S2.5-100-1-V-5-S | 0 |  |  | DC5V
112411420 | E18S2.5-200-1-V-5-S | 0 |  |  | DC5V
112411430 | E18S2.5-300-1-V-5-S | 0 |  |  | DC5V
112411440 | E18S2.5-400-1-V-5-S | 0 |  |  | DC5V
112411510 | E18S2.5-100-2-V-5-S | 0 |  |  | DC5V
112411520 | E18S2.5-200-2-V-5-S | 0 |  |  | DC5V
112411530 | E18S2.5-300-2-V-5-S | 0 |  |  | DC5V
112920020 | E50S | 311.85 |  |  | BRACKET
112920021 | E40H BRACKET | 34.65 |  |  | BRACKET
112920030 | E80H BRACKET | 34.65 |  |  | BRACKET
112920040 | ENP | 0 |  |  | BRACKET
112940060 | E40H CABLE | 0 |  |  | CABLE
112020260A | E50S8-1000-3-T-1 | 3880.8 |  |  | 5-24VDC
112020270A | E50S8-1024-3-T-1 | 3880.8 |  |  | 5-24VDC
112020282A | E50S8-1800-3-T-1 | 0 |  |  | 5-24VDC
112201510A | E40H8-100-3-N-5 | 3465 |  |  | DC5V
112201511A | E40HB8-100-3-N-5 | 3465 |  |  | DC5V
112201512A | E40H8-120-3-N-5 | 3465 |  |  | DC5V
112201513A | E40HB8-120-3-N-5 | 3465 |  |  | DC5V
112201514A | E40H8-150-3-N-5 | 3465 |  |  | DC5V
112201515A | E40HB8-150-3-N-5 | 3465 |  |  | DC5V
112201520A | E40H8-200-3-N-5 | 3465 |  |  | DC5V
112201523A | E40H8-256-3-N-5 | 3465 |  |  | DC5V
112201525A | E40H8-25-3-N-5 | 3465 |  |  | DC5V
112201526A | E40HB8-200-3-N-5 | 3465 |  |  | DC5V
112201527A | E40HB8-256-3-N-5 | 3465 |  |  | DC5V
112203520A | E40H10-600-3-V-5 | 3880.8 |  |  | DC5V
112203523A | E40H10-1200-3-V-5 | 3880.8 |  |  | DC5V
112203524A | E40H10-2000-3-V-5 | 4019.4 |  |  | DC5V
112204500A | E40H12-5-2-N-5 | 3811.5 |  |  | DC5V
112204501A | E40H12-1-2-N-5 | 3811.5 |  |  | DC5V
112204502A | E40H12-2-2-N-5 | 3811.5 |  |  | DC5V
112204503A | E40H12-10-3-N-5 | 3742.2 |  |  | DC5V
112204504A | E40H12-12-2-N-5 | 3811.5 |  |  | DC5V
112204505A | E40H12-15-3-N-5 | 3742.2 |  |  | DC5V
112204510A | E40H12-60-3-N-24-C | 4088.7 |  |  | DC12-24V
112204520A | E40H12-100-3-N-24-C | 4088.7 |  |  | DC12-24V
112204540A | E40H12-360-3-N-24-C | 4227.3 |  |  | DC12-24V
112204560A | E40H12-500-3-N-24-C | 4227.3 |  |  | DC12-24V
112209120A | E40H12-500-3-T-24-C | 4227.3 |  |  | DC12-24V
Note on B7829: AlexG: Что то не понятно. Этих приборово нет в систме ЕРП.
Note on B7830: AlexG: AlexG: Что то не понятно. Этих приборово нет в систме ЕРП.
Note on B7831: AlexG: AlexG: Что то не понятно. Этих приборово нет в систме ЕРП.
Note on B7832: AlexG: AlexG: Что то не понятно. Этих приборово нет в систме ЕРП.
Note on B7833: AlexG: AlexG: Что то не понятно. Этих приборово нет в систме ЕРП.
Note on B7834: AlexG: AlexG: Что то не понятно. Этих приборово нет в систме ЕРП.
Note on B7835: AlexG: AlexG: Что то не понятно. Этих приборово нет в систме ЕРП.

## 3.Meter
PANEL METER
Артикул | Model | Retail price, RUR | Digit | Size | Power supply | Max. Input Range |  | etc
104070020 | MT4W-C | 12387.375 |  |  | 100-240VAC
104080010 | MP5W-4N | 3130.875 | 5 Digit | W96 X H48 X L100mm | 0 | No Voltage / Voltage
104080020 | MP5W-41 | 4655.475 | 5 Digit | W96 X H48 X L100mm | RY3 | No Voltage / Voltage
104080030 | MP5W-42 | 5499.45 | 5 Digit | W96 X H48 X L100mm | NPN+BCD | No Voltage / Voltage
104080040 | MP5W-43 | 5499.45 | 5 Digit | W96 X H48 X L100mm | PNP+BCD | No Voltage / Voltage
104080050 | MP5W-44 | 5499.45 | 5 Digit | W96 X H48 X L100mm | NPN+DC4-20MA | No Voltage / Voltage
104080060 | MP5W-45 | 5499.45 | 5 Digit | W96 X H48 X L100mm | PNP+DC4-20MA | No Voltage / Voltage
104080070 | MP5W-46 | 5499.45 | 5 Digit | W96 X H48 X L100mm | NPN+SERIAL | No Voltage / Voltage
104080080 | MP5W-47 | 5499.45 | 5 Digit | W96 X H48 X L100mm | PNP+SERIAL | No Voltage / Voltage
104080090 | MP5W-48 | 5499.45 | 5 Digit | W96 X H48 X L100mm | NPN+RS485 | No Voltage / Voltage
104080100 | MP5W-49 | 5499.45 | 5 Digit | W96 X H48 X L100mm | PNP+RS485 | No Voltage / Voltage
104080110 | MP5W-4A | 5499.45 | 5 Digit | W96 X H48 X L100mm | RY5 | No Voltage / Voltage
104080510 | MP5W-2N | 0 |  |  | 24VDC
104080520 | MP5W-2A | 0 |  |  | 24VDC
104080530 | MP5W-21 | 0 |  |  | 24VDC
104080540 | MP5W-22 | 0 |  |  | 24VDC
104080550 | MP5W-23 | 0 |  |  | 24VDC
104080560 | MP5W-24 | 0 |  |  | 24VDC
104080570 | MP5W-25 | 0 |  |  | 24VDC
104080580 | MP5W-26 | 0 |  |  | 24VDC
104080590 | MP5W-27 | 0 |  |  | 24VDC
104080600 | MP5W-28 | 0 |  |  | 24VDC
104080610 | MP5W-29 | 0 |  |  | 24VDC
104091010 | MP5Y-4N | 3130.875 | 5 Digit | W72 X H36 X L102mm | 0 | No Voltage / Voltage
104091020 | MP5Y-41 | 5376.9375 | 5 Digit | W72 X H36 X L102mm | NPN | No Voltage / Voltage
104091030 | MP5Y-42 | 5376.9375 | 5 Digit | W72 X H36 X L102mm | PNP | No Voltage / Voltage
104091040 | MP5Y-43 | 5376.9375 | 5 Digit | W72 X H36 X L102mm | BCD | No Voltage / Voltage
104091050 | MP5Y-44 | 5376.9375 | 5 Digit | W72 X H36 X L102mm | DC4-20MA | No Voltage / Voltage
104091060 | MP5Y-45 | 5376.9375 | 5 Digit | W72 X H36 X L102mm | RS485 | No Voltage / Voltage
104091510 | MP5Y-2N | 0 |  |  | 24VDC
104091520 | MP5Y-21 | 0 |  |  | 24VDC
104091530 | MP5Y-22 | 0 |  |  | 24VDC
104091540 | MP5Y-23 | 0 |  |  | 24VDC
104091550 | MP5Y-24 | 5376.9375 |  |  | 24VDC
104091560 | MP5Y-25 | 0 |  |  | 24VDC
104101010 | MP5M-4N | 4179.0375 | 5 Digit | W72 X H72 X L113mm | AC100-240V | No Voltage / Voltage
104101020 | MP5M-41 | 5036.625 | 5 Digit | W72 X H72 X L113mm | AC100-240V | No Voltage / Voltage
104101030 | MP5M-42 | 6710.9625 | 5 Digit | W72 X H72 X L113mm | AC100-240V | No Voltage / Voltage
104111010 | MP5S-4N | 3130.875 | 5 Digit | W48 X H48 X L90mm | AC100-240V | No Voltage / Voltage
104130020 | LR5N-B | 1272.7687 | 5 Digit | W48 X H24 X L54mm | Battery buit-in (3VDC) | IN1 : No-voltage input IN 2 : 0-2VDC, 4.5V-30VDC, 0-30VAC IN 3 : 30-240VAC
108020010 | M4N-DI-0X | 1497.375 | 3½ digit | W48 X H24 X L59mm | DC5V OPTION | 4-20mADC, 1-5VDC
108020020 | M4N-DI-1X | 1497.375 | 3½ digit | W48 X H24 X L59mm | DC12-24V OPTION | 4-20mADC, 1-5VDC
108020030 | M4N-DV-0X | 1361.25 | 3½ digit | W48 X H24 X L59mm | DC5V OPTION | 200VDC
108020040 | M4N-DV-01 | 1361.25 | 3½ digit | W48 X H24 X L59mm | DC199.9MV | 200VDC
108020050 | M4N-DV-02 | 1361.25 | 3½ digit | W48 X H24 X L59mm | DC1.999V | 200VDC
108020060 | M4N-DV-03 | 1361.25 | 3½ digit | W48 X H24 X L59mm | DC19.99V | 200VDC
108020070 | M4N-DV-04 | 1361.25 | 3½ digit | W48 X H24 X L59mm | DC199.9V | 200VDC
108020080 | M4N-DV-1X | 1361.25 | 3½ digit | W48 X H24 X L59mm | DC12-24V OPTION | 200VDC
108020090 | M4N-DV-11 | 1361.25 | 3½ digit | W48 X H24 X L59mm | DC199.9MV | 200VDC
108020100 | M4N-DV-12 | 1361.25 | 3½ digit | W48 X H24 X L59mm | DC1.999V | 200VDC
108020110 | M4N-DV-13 | 1361.25 | 3½ digit | W48 X H24 X L59mm | DC19.99V | 200VDC
108020120 | M4N-DV-14 | 1361.25 | 3½ digit | W48 X H24 X L59mm | DC199.9V | 200VDC
108020130 | M4N-DA-0X | 1361.25 | 3½ digit | W48 X H24 X L59mm | DC5V OPTION | 200mADC
108020140 | M4N-DA-01 | 1361.25 | 3½ digit | W48 X H24 X L59mm | DC199.9UA | 200mADC
108020150 | M4N-DA-02 | 1361.25 | 3½ digit | W48 X H24 X L59mm | DC1.999MA | 200mADC
108020160 | M4N-DA-03 | 1361.25 | 3½ digit | W48 X H24 X L59mm | DC19.99MA | 200mADC
108020170 | M4N-DA-04 | 1361.25 | 3½ digit | W48 X H24 X L59mm | DC199.9MA | 200mADC
108020180 | M4N-DA-1X | 1361.25 | 3½ digit | W48 X H24 X L59mm | DC12-24V OPTION | 200mADC
108020190 | M4N-DA-11 | 1361.25 | 3½ digit | W48 X H24 X L59mm | DC199.9UA | 200mADC
108020200 | M4N-DA-12 | 1361.25 | 3½ digit | W48 X H24 X L59mm | DC1.999MA | 200mADC
108020210 | M4N-DA-13 | 1361.25 | 3½ digit | W48 X H24 X L59mm | DC19.99MA | 200mADC
108020220 | M4N-DA-14 | 1361.25 | 3½ digit | W48 X H24 X L59mm | DC199.9MA | 200mADC
108030010 | M4V | 2382.1875 | 4 Digit | W75 X H25 x L93mm | 0 | DC0-2V,DC1-5V,DC0-10V DC0-1mA,DC4-20mA
108040040 | M4Y-DI-XX | 2041.875 | 3½ digit (1999) | W72 X H36 X L93mm | OPTION | 4-20mADC
108040050 | M4Y-DI-X | 2178 | 3½ digit (1999) | W72 X H36 X L93mm | DC5V POWER | 4-20mADC
108040060 | M4Y-DI-X | 2178 | 3½ digit (1999) | W72 X H36 X L93mm | DC24-70V POWER | 4-20mADC
108040070 | M4Y-DV-X | 2178 | 3½ digit (1999) | W72 X H36 X L93mm | DC5V POWER
108040080 | M4Y-DV-X | 2178 | 3½ digit (1999) | W72 X H36 X L93mm | DC24-70V POWER
108040090 | M4Y-DV-XX | 1769.625 | 3½ digit (1999) | W72 X H36 X L93mm | OPTION
108040100 | M4Y-DV-1 | 1769.625 | 3½ digit (1999) | W72 X H36 X L93mm | DC199.9(M)V
108040110 | M4Y-DV-2 | 1769.625 | 3½ digit (1999) | W72 X H36 X L93mm | DC1.999V
108040120 | M4Y-DV-3 | 1769.625 | 3½ digit (1999) | W72 X H36 X L93mm | DC19.99V
108040130 | M4Y-DV-4 | 1769.625 | 3½ digit (1999) | W72 X H36 X L93mm | DC199.9V
108040140 | M4Y-DV-5 | 1769.625 | 3½ digit (1999) | W72 X H36 X L93mm | DC300V
108040150 | M4Y-DA-X | 2178 | 3½ digit (1999) | W72 X H36 X L93mm | DC5V POWER
108040160 | M4Y-DA-X | 2178 | 3½ digit (1999) | W72 X H36 X L93mm | DC24-70V POWER
108040170 | M4Y-DA-XX | 1769.625 | 3½ digit (1999) | W72 X H36 X L93mm | OPTION
108040180 | M4Y-DA-1 | 1769.625 | 3½ digit (1999) | W72 X H36 X L93mm | DC199.9(U)A
108040190 | M4Y-DA-2 | 1769.625 | 3½ digit (1999) | W72 X H36 X L93mm | DC1.999(M)A
108040200 | M4Y-DA-3 | 1769.625 | 3½ digit (1999) | W72 X H36 X L93mm | DC19.99(M)A
108040210 | M4Y-DA-4 | 1769.625 | 3½ digit (1999) | W72 X H36 X L93mm | DC199.9(M)A
108040220 | M4Y-DA-5 | 1769.625 | 3½ digit (1999) | W72 X H36 X L93mm | DC1.999A
108040230 | M4Y-DA-6 | 1769.625 | 3½ digit (1999) | W72 X H36 X L93mm | DC19.99A
108040240 | M4Y-DA-7 | 1769.625 | 3½ digit (1999) | W72 X H36 X L93mm | DC199.9A
108040250 | M4Y-DA-8 | 1769.625 | 3½ digit (1999) | W72 X H36 X L93mm | DC1999A
108040260 | M4Y-AV-X | 2178 | 3½ digit (1999) | W72 X H36 X L93mm | DC5V POWER
108040270 | M4Y-AV-X | 2178 | 3½ digit (1999) | W72 X H36 X L93mm | DC24-70V POWER
108040280 | M4Y-AV-XX | 2041.875 | 3½ digit (1999) | W72 X H36 X L93mm | OPTION
108040290 | M4Y-AV-1 | 2041.875 | 3½ digit (1999) | W72 X H36 X L93mm | AC199.9(M)V
108040300 | M4Y-AV-2 | 2041.875 | 3½ digit (1999) | W72 X H36 X L93mm | AC1.999V
108040310 | M4Y-AV-3 | 2041.875 | 3½ digit (1999) | W72 X H36 X L93mm | AC19.99V
108040320 | M4Y-AV-4 | 2041.875 | 3½ digit (1999) | W72 X H36 X L93mm | AC199.9V
108040330 | M4Y-AV-6 | 2041.875 | 3½ digit (1999) | W72 X H36 X L93mm | AC400V
108040340 | M4Y-AVR-X | 2178 | 3½ digit (1999) | W72 X H36 X L93mm | DC5V POWER
108040350 | M4Y-AVR-X | 2178 | 3½ digit (1999) | W72 X H36 X L93mm | DC24-70V POWER
108040360 | M4Y-AVR-XX | 2041.875 | 3½ digit (1999) | W72 X H36 X L93mm | OPTION
108040370 | M4Y-AVR-1 | 2041.875 | 3½ digit (1999) | W72 X H36 X L93mm | AC199.9(M)V
108040380 | M4Y-AVR-2 | 2041.875 | 3½ digit (1999) | W72 X H36 X L93mm | AC1.999V
108040390 | M4Y-AVR-3 | 2041.875 | 3½ digit (1999) | W72 X H36 X L93mm | AC19.99V
108040400 | M4Y-AVR-4 | 2041.875 | 3½ digit (1999) | W72 X H36 X L93mm | AC199.9V
108040410 | M4Y-AVR-6 | 2041.875 | 3½ digit (1999) | W72 X H36 X L93mm | AC400V
108040420 | M4Y-AA-X | 2178 | 3½ digit (1999) | W72 X H36 X L93mm | DC5V POWER
108040430 | M4Y-AA-X | 2178 | 3½ digit (1999) | W72 X H36 X L93mm | DC24-70V POWER
108040440 | M4Y-AA-XX | 2041.875 | 3½ digit (1999) | W72 X H36 X L93mm | OPTION
108040450 | M4Y-AA-1 | 2041.875 | 3½ digit (1999) | W72 X H36 X L93mm | AC19.99(M)A
108040460 | M4Y-AA-2 | 2041.875 | 3½ digit (1999) | W72 X H36 X L93mm | AC199.9(M)A
108040470 | M4Y-AA-3 | 2041.875 | 3½ digit (1999) | W72 X H36 X L93mm | AC1.999A
108040480 | M4Y-AA-4 | 2041.875 | 3½ digit (1999) | W72 X H36 X L93mm | AC19.99A
108040490 | M4Y-AA-5 | 2041.875 | 3½ digit (1999) | W72 X H36 X L93mm | AC199.9A
108040500 | M4Y-AA-6 | 2041.875 | 3½ digit (1999) | W72 X H36 X L93mm | AC1999A
108040510 | M4Y-AAR-X | 2178 | 3½ digit (1999) | W72 X H36 X L93mm | DC5V POWER
108040520 | M4Y-AAR-X | 2178 | 3½ digit (1999) | W72 X H36 X L93mm | DC24-70V POWER
108040530 | M4Y-AAR-XX | 2041.875 | 3½ digit (1999) | W72 X H36 X L93mm | OPTION
108040540 | M4Y-AAR-1 | 2041.875 | 3½ digit (1999) | W72 X H36 X L93mm | AC19.99(M)A
108040550 | M4Y-AAR-2 | 2041.875 | 3½ digit (1999) | W72 X H36 X L93mm | AC199.9(M)A
108040560 | M4Y-AAR-3 | 2041.875 | 3½ digit (1999) | W72 X H36 X L93mm | AC1.999A
108040570 | M4Y-AAR-4 | 2041.875 | 3½ digit (1999) | W72 X H36 X L93mm | AC19.99A
108040580 | M4Y-AAR-5 | 2041.875 | 3½ digit (1999) | W72 X H36 X L93mm | AC199.9A
108040590 | M4Y-AAR-6 | 2041.875 | 3½ digit (1999) | W72 X H36 X L93mm | AC1999A
108040600 | M4Y-W-X | 2178 | 3½ digit (1999) | W72 X H36 X L93mm | DC5V POWER
108040610 | M4Y-W-X | 2178 | 3½ digit (1999) | W72 X H36 X L93mm | DC24-70V POWER
108040620 | M4Y-W-XX | 1769.625 | 3½ digit (1999) | W72 X H36 X L93mm | OPTION
108040630 | M4Y-W-1 | 1769.625 | 3½ digit (1999) | W72 X H36 X L93mm | AC199.9W | 0-10VDC
108040640 | M4Y-W-2 | 1769.625 | 3½ digit (1999) | W72 X H36 X L93mm | AC1.999KW
108040650 | M4Y-W-3 | 1769.625 | 3½ digit (1999) | W72 X H36 X L93mm | AC19.99KW
108040660 | M4Y-W-4 | 1769.625 | 3½ digit (1999) | W72 X H36 X L93mm | AC199.9KW
108040670 | M4Y-W-5 | 1769.625 | 3½ digit (1999) | W72 X H36 X L93mm | AC1999KW
108040680 | M4Y-T-DX | 1769.625 | 3½ digit (1999) | W72 X H36 X L93mm | DC OPTION
108040690 | M4Y-T-DX | 2178 | 3½ digit (1999) | W72 X H36 X L93mm | DC5V POWER
108040700 | M4Y-T-DX | 2178 | 3½ digit (1999) | W72 X H36 X L93mm | DC24-70V POWER
108040701 | M4Y-T-1 | 2178 | 3½ digit (1999) | W72 X H36 X L93mm | DC5V POWER | 0-10VDC
108040702 | M4Y-T-1 | 2178 | 3½ digit (1999) | W72 X H36 X L93mm | DC24-70V POWER
108040710 | M4Y-T-1 | 1769.625 | 3½ digit (1999) | W72 X H36 X L93mm | DC0-10V
108040711 | M4Y-T-AX | 1769.625 | 3½ digit (1999) | W72 X H36 X L93mm | AC OPTION
108040712 | M4Y-T-AX | 2178 | 3½ digit (1999) | W72 X H36 X L93mm | DC5V POWER
108040720 | M4Y-T-AX | 2178 | 3½ digit (1999) | W72 X H36 X L93mm | DC24-70V POWER
108040730 | M4Y-T-2 | 2041.875 | 3½ digit (1999) | W72 X H36 X L93mm | AC0-10V | 0-10VAC
108040731 | M4Y-T-2 | 2178 | 3½ digit (1999) | W72 X H36 X L93mm | DC5V POWER
108040732 | M4Y-T-2 | 2178 | 3½ digit (1999) | W72 X H36 X L93mm | DC24-70V POWER
108040740 | M4Y-TR-AX | 2041.875 | 3½ digit (1999) | W72 X H36 X L93mm | AC OPTION
108040750 | M4Y-TR-AX | 2178 | 3½ digit (1999) | W72 X H36 X L93mm | DC5V POWER
108040760 | M4Y-TR-AX | 2178 | 3½ digit (1999) | W72 X H36 X L93mm | DC24-70V POWER
108040770 | M4Y-TR-2 | 2041.875 | 3½ digit (1999) | W72 X H36 X L93mm | AC0-10V | 0-10VAC
108040771 | M4Y-TR-2 | 2178 | 3½ digit (1999) | W72 X H36 X L93mm | DC5V POWER
108040772 | M4Y-TR-2 | 2178 | 3½ digit (1999) | W72 X H36 X L93mm | DC24-70V POWER
108040780 | M4Y-S-DX | 1769.625 | 3½ digit (1999) | W72 X H36 X L93mm | DC OPTION
108040790 | M4Y-S-DX | 2178 | 3½ digit (1999) | W72 X H36 X L93mm | DC5V POWER
108040800 | M4Y-S-DX | 2178 | 3½ digit (1999) | W72 X H36 X L93mm | DC24-70V POWER
108040801 | M4Y-S-1 | 2178 | 3½ digit (1999) | W72 X H36 X L93mm | DC5V POWER | 0-10VDC
108040802 | M4Y-S-1 | 2178 | 3½ digit (1999) | W72 X H36 X L93mm | DC24-70V POWER | DC0-10V
108040810 | M4Y-S-1 | 1769.625 | 3½ digit (1999) | W72 X H36 X L93mm | DC0-10V | 300VDC, 2ADC
108040811 | M4Y-S-AX | 2041.875 | 3½ digit (1999) | W72 X H36 X L93mm | AC OPTION
108040820 | M4Y-S-AX | 2178 | 3½ digit (1999) | W72 X H36 X L93mm | DC24-70V POWER
108040830 | M4Y-S-2 | 2041.875 | 3½ digit (1999) | W72 X H36 X L93mm | AC0-10V | 0-10VAC
108040831 | M4Y-S-2 | 2178 | 3½ digit (1999) | W72 X H36 X L93mm | DC5V POWER
108040832 | M4Y-S-2 | 2178 | 3½ digit (1999) | W72 X H36 X L93mm | DC24-70V POWER
108040840 | M4Y-SR-AX | 2041.875 | 3½ digit (1999) | W72 X H36 X L93mm | AC OPTION
108040850 | M4Y-SR-AX | 2178 | 3½ digit (1999) | W72 X H36 X L93mm | DC5V POWER
108040860 | M4Y-SR-AX | 2178 | 3½ digit (1999) | W72 X H36 X L93mm | DC24-70V POWER
108040870 | M4Y-SR-2 | 2041.875 | 3½ digit (1999) | W72 X H36 X L93mm | AC0-10V | 0-10VAC
108040871 | M4Y-SR-2 | 2178 | 3½ digit (1999) | W72 X H36 X L93mm | DC5V POWER
108040872 | M4Y-SR-2 | 2178 | 3½ digit (1999) | W72 X H36 X L93mm | DC24-70V POWER
108050020 | M4W-P | 2314.125 | -0.50~1.00~0.50 | W96 X H48 X L104mm | (-50)-50 | 4-20mADC
108050040 | M4W-DI | 2041.875 | 3½ digit (1999) | W96 X H48 X L104mm | OPTION | 4-20mADC
108050050 | M4W-DI-SMPS | 2314.125 | 3½ digit (1999) | W96 X H48 X L104mm | DC24-70V
108050051 | M4W-DI-SMPS | 2314.125 | 3½ digit (1999) | W96 X H48 X L104mm | AC100-240V
108050071 | M4W-DV | 1769.625 | 3½ digit (1999) | W96 X H48 X L104mm | OPTION
108050100 | M4W-DV-SMPS | 2314.125 | 3½ digit (1999) | W96 X H48 X L104mm | DC24-70V
108050101 | M4W-DV-SMPS | 2314.125 | 3½ digit (1999) | W96 X H48 X L104mm | AC100-240V
108050120 | M4W-DV-1 | 1769.625 | 3½ digit (1999) | W96 X H48 X L104mm | DC199.9(M)V
108050130 | M4W-DV-2 | 1769.625 | 3½ digit (1999) | W96 X H48 X L104mm | DC1.999V
108050140 | M4W-DV-3 | 1769.625 | 3½ digit (1999) | W96 X H48 X L104mm | DC19.99V
108050150 | M4W-DV-4 | 1769.625 | 3½ digit (1999) | W96 X H48 X L104mm | DC199.9V
108050160 | M4W-DV-5 | 1769.625 | 3½ digit (1999) | W96 X H48 X L104mm | DC300V
108050170 | M4W-DA | 1769.625 | 3½ digit (1999) | W96 X H48 X L104mm | OPTION
108050190 | M4W-DA-SMPS | 2314.125 | 3½ digit (1999) | W96 X H48 X L104mm | DC24-70V
108050191 | M4W-DA-SMPS | 2314.125 | 3½ digit (1999) | W96 X H48 X L104mm | AC100-240V
108050220 | M4W-DA-1 | 1769.625 | 3½ digit (1999) | W96 X H48 X L104mm | DC199.9(U)A
108050230 | M4W-DA-2 | 1769.625 | 3½ digit (1999) | W96 X H48 X L104mm | DC1.999(M)A
108050240 | M4W-DA-3 | 1769.625 | 3½ digit (1999) | W96 X H48 X L104mm | DC19.99(M)A
108050250 | M4W-DA-4 | 1769.625 | 3½ digit (1999) | W96 X H48 X L104mm | DC199.9(M)A
108050260 | M4W-DA-5 | 1769.625 | 3½ digit (1999) | W96 X H48 X L104mm | DC1.999A
108050270 | M4W-DA-6 | 1769.625 | 3½ digit (1999) | W96 X H48 X L104mm | DC19.99A
108050280 | M4W-DA-7 | 1769.625 | 3½ digit (1999) | W96 X H48 X L104mm | DC199.9A
108050290 | M4W-DA-8 | 1769.625 | 3½ digit (1999) | W96 X H48 X L104mm | DC1999A
108050300 | M4W-AV | 2041.875 | 3½ digit (1999) | W96 X H48 X L104mm | OPTION
108050350 | M4W-AV-1 | 2041.875 | 3½ digit (1999) | W96 X H48 X L104mm | AC199.9(M)V
108050360 | M4W-AV-2 | 2041.875 | 3½ digit (1999) | W96 X H48 X L104mm | AC1.999V
108050370 | M4W-AV-3 | 2041.875 | 3½ digit (1999) | W96 X H48 X L104mm | AC19.99V
108050380 | M4W-AV-4 | 2041.875 | 3½ digit (1999) | W96 X H48 X L104mm | AC199.9V
108050390 | M4W-AV-6 | 2041.875 | 3½ digit (1999) | W96 X H48 X L104mm | AC400V
108050400 | M4W-AVR | 2041.875 | 3½ digit (1999) | W96 X H48 X L104mm | OPTION
108050420 | M4W-AVR-SMPS | 2314.125 | 3½ digit (1999) | W96 X H48 X L104mm | DC24-70V
108050421 | M4W-AVR-SMPS | 2314.125 | 3½ digit (1999) | W96 X H48 X L104mm | AC100-240V
108050450 | M4W-AVR-1 | 2041.875 | 3½ digit (1999) | W96 X H48 X L104mm | AC199.9(M)V
108050460 | M4W-AVR-2 | 2041.875 | 3½ digit (1999) | W96 X H48 X L104mm | AC1.999V
108050470 | M4W-AVR-3 | 2041.875 | 3½ digit (1999) | W96 X H48 X L104mm | AC19.99V
108050480 | M4W-AVR-4 | 2041.875 | 3½ digit (1999) | W96 X H48 X L104mm | AC199.9V
108050490 | M4W-AVR-6 | 2041.875 | 3½ digit (1999) | W96 X H48 X L104mm | AC400V
108050500 | M4W-AA | 2041.875 | 3½ digit (1999) | W96 X H48 X L104mm | OPTION
108050550 | M4W-AA-1 | 2041.875 | 3½ digit (1999) | W96 X H48 X L104mm | AC19.99(M)A
108050560 | M4W-AA-2 | 2041.875 | 3½ digit (1999) | W96 X H48 X L104mm | AC199.9(M)A
108050570 | M4W-AA-3 | 2041.875 | 3½ digit (1999) | W96 X H48 X L104mm | AC1.999A
108050580 | M4W-AA-4 | 2041.875 | 3½ digit (1999) | W96 X H48 X L104mm | AC19.99A
108050590 | M4W-AA-5 | 2041.875 | 3½ digit (1999) | W96 X H48 X L104mm | AC199.9A
108050600 | M4W-AA-6 | 2041.875 | 3½ digit (1999) | W96 X H48 X L104mm | AC1999A
108050610 | M4W-AAR | 2041.875 | 3½ digit (1999) | W96 X H48 X L104mm | OPTION
108050630 | M4W-AAR-SMPS | 2314.125 | 3½ digit (1999) | W96 X H48 X L104mm | DC24-70V
108050631 | M4W-AAR-SMPS | 2314.125 | 3½ digit (1999) | W96 X H48 X L104mm | AC100-240V
108050660 | M4W-AAR-1 | 2041.875 | 3½ digit (1999) | W96 X H48 X L104mm | AC19.99(M)A
108050670 | M4W-AAR-2 | 2041.875 | 3½ digit (1999) | W96 X H48 X L104mm | AC199.9(M)A
108050680 | M4W-AAR-3 | 2041.875 | 3½ digit (1999) | W96 X H48 X L104mm | AC1.999A
108050690 | M4W-AAR-4 | 2041.875 | 3½ digit (1999) | W96 X H48 X L104mm | AC19.99A
108050700 | M4W-AAR-5 | 2041.875 | 3½ digit (1999) | W96 X H48 X L104mm | AC199.9A
108050710 | M4W-AAR-6 | 2041.875 | 3½ digit (1999) | W96 X H48 X L104mm | AC1999A
108050720 | M4W-W | 1769.625 | 3½ digit (1999) | W96 X H48 X L104mm | OPTION
108050740 | M4W-W-SMPS | 2314.125 | 3½ digit (1999) | W96 X H48 X L104mm | DC24-70V
108050741 | M4W-W-SMPS | 2314.125 | 3½ digit (1999) | W96 X H48 X L104mm | AC100-240V
108050770 | M4W-W-1 | 1769.625 | 3½ digit (1999) | W96 X H48 X L104mm | AC199.9W | 0-10VDC
108050780 | M4W-W-2 | 1769.625 | 3½ digit (1999) | W96 X H48 X L104mm | AC1.999KW
108050790 | M4W-W-3 | 1769.625 | 3½ digit (1999) | W96 X H48 X L104mm | AC19.99KW
108050800 | M4W-W-4 | 1769.625 | 3½ digit (1999) | W96 X H48 X L104mm | AC199.9KW
108050810 | M4W-W-5 | 1769.625 | 3½ digit (1999) | W96 X H48 X L104mm | AC1999KW
108050920 | M4W-T-1 | 1769.625 | 3½ digit (1999) | W96 X H48 X L104mm | DC10V | 0-10VDC
108050921 | M4W-T-1 | 2314.125 | 3½ digit (1999) | W96 X H48 X L104mm | DC SMPS
108050922 | M4W-T-1 | 2314.125 | 3½ digit (1999) | W96 X H48 X L104mm | AC SMPS
108050930 | M4W-T-DX | 1769.625 | 3½ digit (1999) | W96 X H48 X L104mm | DC OPTION
108050931 | M4W-T-DX | 2314.125 | 3½ digit (1999) | W96 X H48 X L104mm | DC SMPS
108050932 | M4W-T-DX | 2314.125 | 3½ digit (1999) | W96 X H48 X L104mm | AC SMPS
108050940 | M4W-T-2 | 2041.875 | 3½ digit (1999) | W96 X H48 X L104mm | AC10V | 0-10VAC
108050941 | M4W-T-2 | 2314.125 | 3½ digit (1999) | W96 X H48 X L104mm | DC SMPS
108050942 | M4W-T-2 | 2314.125 | 3½ digit (1999) | W96 X H48 X L104mm | AC SMPS
108050951 | M4W-T-AX | 2041.875 | 3½ digit (1999) | W96 X H48 X L104mm | AC OPTION
108050952 | M4W-T-AX | 2314.125 | 3½ digit (1999) | W96 X H48 X L104mm | DC SMPS
108050953 | M4W-T-AX | 2314.125 | 3½ digit (1999) | W96 X H48 X L104mm | AC SMPS
108051000 | M4W-TR-2 | 2041.875 | 3½ digit (1999) | W96 X H48 X L104mm | AC10V | 0-10VAC
108051001 | M4W-TR-2 | 2314.125 | 3½ digit (1999) | W96 X H48 X L104mm | DC SMPS
108051002 | M4W-TR-2 | 2314.125 | 3½ digit (1999) | W96 X H48 X L104mm | AC SMPS
108051010 | M4W-TR-AX | 2041.875 | 3½ digit (1999) | W96 X H48 X L104mm | AC OPTION
108051011 | M4W-TR-AX | 2314.125 | 3½ digit (1999) | W96 X H48 X L104mm | DC SMPS
108051012 | M4W-TR-AX | 2314.125 | 3½ digit (1999) | W96 X H48 X L104mm | AC SMPS
108051020 | M4W-S-1 | 1769.625 | 3½ digit (1999) | W96 X H48 X L104mm | DC10V | 0-10VDC
108051021 | M4W-S-1 | 2314.125 | 3½ digit (1999) | W96 X H48 X L104mm | DC SMPS
108051022 | M4W-S-1 | 2314.125 | 3½ digit (1999) | W96 X H48 X L104mm | AC SMPS
108051031 | M4W-S-DX | 1769.625 | 3½ digit (1999) | W96 X H48 X L104mm | DC OPTION
108051032 | M4W-S-DX | 2314.125 | 3½ digit (1999) | W96 X H48 X L104mm | DC SMPS
108051033 | M4W-S-DX | 2314.125 | 3½ digit (1999) | W96 X H48 X L104mm | AC SMPS
108051040 | M4W-S-2 | 2041.875 | 3½ digit (1999) | W96 X H48 X L104mm | AC10V | 0-10VAC
108051041 | M4W-S-2 | 2314.125 | 3½ digit (1999) | W96 X H48 X L104mm | DC SMPS
108051042 | M4W-S-2 | 2314.125 | 3½ digit (1999) | W96 X H48 X L104mm | AC SMPS
108051050 | M4W-S-AX | 2041.875 | 3½ digit (1999) | W96 X H48 X L104mm | AC OPTION
108051051 | M4W-S-AX | 2314.125 | 3½ digit (1999) | W96 X H48 X L104mm | DC SMPS
108051052 | M4W-S-AX | 2314.125 | 3½ digit (1999) | W96 X H48 X L104mm | AC SMPS
108051060 | M4W-SR-2 | 2041.875 | 3½ digit (1999) | W96 X H48 X L104mm | AC10V | 0-10VAC
108051061 | M4W-SR-2 | 2314.125 | 3½ digit (1999) | W96 X H48 X L104mm | DC SMPS
108051062 | M4W-SR-2 | 2314.125 | 3½ digit (1999) | W96 X H48 X L104mm | AC SMPS
108070021 | M4W1P-DI-XX | 5104.6875 | 3½ digit (1999) | W96 X H48 X L104mm | OPTION
108070030 | M4W1P-DI-SMPS | 5376.9375 | 3½ digit (1999) | W96 X H48 X L104mm | DC24-70V
108070040 | M4W1P-DI-SMPS | 5376.9375 | 3½ digit (1999) | W96 X H48 X L104mm | AC100-240V
108070050 | M4W1P-DV-SMPS | 5376.9375 | 3½ digit (1999) | W96 X H48 X L104mm | DC24-70V
108070060 | M4W1P-DV-SMPS | 5376.9375 | 3½ digit (1999) | W96 X H48 X L104mm | AC100-240V
108070071 | M4W1P-DV-XX | 5104.6875 | 3½ digit (1999) | W96 X H48 X L104mm | OPTION
108070080 | M4W1P-DV-1 | 5104.6875 | 3½ digit (1999) | W96 X H48 X L104mm | DC199.9(M)V
108070090 | M4W1P-DV-2 | 5104.6875 | 3½ digit (1999) | W96 X H48 X L104mm | DC1.999V
108070100 | M4W1P-DV-3 | 5104.6875 | 3½ digit (1999) | W96 X H48 X L104mm | DC19.99V
108070110 | M4W1P-DV-4 | 5104.6875 | 3½ digit (1999) | W96 X H48 X L104mm | DC199.9V
108070120 | M4W1P-DV-5 | 5104.6875 | 3½ digit (1999) | W96 X H48 X L104mm | DC300V
108070130 | M4W1P-DA-SMPS | 5376.9375 | 3½ digit (1999) | W96 X H48 X L104mm | DC24-70V
108070140 | M4W1P-DA-SMPS | 5376.9375 | 3½ digit (1999) | W96 X H48 X L104mm | AC100-240V
108070151 | M4W1P-DA-XX | 5104.6875 | 3½ digit (1999) | W96 X H48 X L104mm | OPTION
108070160 | M4W1P-DA-1 | 5104.6875 | 3½ digit (1999) | W96 X H48 X L104mm | DC199.9(U)A
108070170 | M4W1P-DA-2 | 5104.6875 | 3½ digit (1999) | W96 X H48 X L104mm | DC1.999(M)A
108070180 | M4W1P-DA-3 | 5104.6875 | 3½ digit (1999) | W96 X H48 X L104mm | DC19.99(M)A
108070190 | M4W1P-DA-4 | 5104.6875 | 3½ digit (1999) | W96 X H48 X L104mm | DC199.9(M)A
108070200 | M4W1P-DA-5 | 5104.6875 | 3½ digit (1999) | W96 X H48 X L104mm | DC1.999A
108070210 | M4W1P-DA-6 | 5104.6875 | 3½ digit (1999) | W96 X H48 X L104mm | DC19.99A
108070220 | M4W1P-DA-7 | 5104.6875 | 3½ digit (1999) | W96 X H48 X L104mm | DC199.9A
108070230 | M4W1P-DA-8 | 5104.6875 | 3½ digit (1999) | W96 X H48 X L104mm | DC1999A
108070261 | M4W1P-AV-XX | 5104.6875 | 3½ digit (1999) | W96 X H48 X L104mm | OPTION
108070270 | M4W1P-AV-1 | 5104.6875 | 3½ digit (1999) | W96 X H48 X L104mm | AC199.9(M)V
108070280 | M4W1P-AV-2 | 5104.6875 | 3½ digit (1999) | W96 X H48 X L104mm | AC1.999V
108070290 | M4W1P-AV-3 | 5104.6875 | 3½ digit (1999) | W96 X H48 X L104mm | AC19.99V
108070300 | M4W1P-AV-4 | 5104.6875 | 3½ digit (1999) | W96 X H48 X L104mm | AC199.9V
108070310 | M4W1P-AV-6 | 5104.6875 | 3½ digit (1999) | W96 X H48 X L104mm | AC400V
108070320 | M4W1P-AVR-SMPS | 5376.9375 | 3½ digit (1999) | W96 X H48 X L104mm | DC24-70V
108070330 | M4W1P-AVR-SMPS | 5376.9375 | 3½ digit (1999) | W96 X H48 X L104mm | AC100-240V
108070341 | M4W1P-AVR-XX | 5104.6875 | 3½ digit (1999) | W96 X H48 X L104mm | OPTION
108070350 | M4W1P-AVR-1 | 5104.6875 | 3½ digit (1999) | W96 X H48 X L104mm | AC199.9(M)V
108070360 | M4W1P-AVR-2 | 5104.6875 | 3½ digit (1999) | W96 X H48 X L104mm | AC1.999V
108070370 | M4W1P-AVR-3 | 5104.6875 | 3½ digit (1999) | W96 X H48 X L104mm | AC19.99V
108070380 | M4W1P-AVR-4 | 5104.6875 | 3½ digit (1999) | W96 X H48 X L104mm | AC199.9V
108070390 | M4W1P-AVR-6 | 5104.6875 | 3½ digit (1999) | W96 X H48 X L104mm | AC400V
108070421 | M4W1P-AA-XX | 5104.6875 | 3½ digit (1999) | W96 X H48 X L104mm | OPTION
108070430 | M4W1P-AA-1 | 5104.6875 | 3½ digit (1999) | W96 X H48 X L104mm | AC19.99(M)A
108070440 | M4W1P-AA-2 | 5104.6875 | 3½ digit (1999) | W96 X H48 X L104mm | AC199.9(M)A
108070450 | M4W1P-AA-3 | 5104.6875 | 3½ digit (1999) | W96 X H48 X L104mm | AC1.999A
108070460 | M4W1P-AA-4 | 5104.6875 | 3½ digit (1999) | W96 X H48 X L104mm | AC19.99A
108070470 | M4W1P-AA-5 | 5104.6875 | 3½ digit (1999) | W96 X H48 X L104mm | AC199.9A
108070480 | M4W1P-AA-6 | 5104.6875 | 3½ digit (1999) | W96 X H48 X L104mm | AC1999A
108070490 | M4W1P-AAR-SMPS | 5376.9375 | 3½ digit (1999) | W96 X H48 X L104mm | DC24-70V
108070500 | M4W1P-AAR-SMPS | 5376.9375 | 3½ digit (1999) | W96 X H48 X L104mm | AC100-240V
108070511 | M4W1P-AAR-XX | 5104.6875 | 3½ digit (1999) | W96 X H48 X L104mm | OPTION
108070520 | M4W1P-AAR-1 | 5104.6875 | 3½ digit (1999) | W96 X H48 X L104mm | AC19.99(M)A
108070530 | M4W1P-AAR-2 | 5104.6875 | 3½ digit (1999) | W96 X H48 X L104mm | AC199.9(M)A
108070540 | M4W1P-AAR-3 | 5104.6875 | 3½ digit (1999) | W96 X H48 X L104mm | AC1.999A
108070550 | M4W1P-AAR-4 | 5104.6875 | 3½ digit (1999) | W96 X H48 X L104mm | AC19.99A
108070560 | M4W1P-AAR-5 | 5104.6875 | 3½ digit (1999) | W96 X H48 X L104mm | AC199.9A
108070570 | M4W1P-AAR-6 | 5104.6875 | 3½ digit (1999) | W96 X H48 X L104mm | AC1999A
108070580 | M4W1P-W-SMPS | 5376.9375 | 3½ digit (1999) | W96 X H48 X L104mm | DC24-70V
108070590 | M4W1P-W-SMPS | 5376.9375 | 3½ digit (1999) | W96 X H48 X L104mm | AC100-240V
108070601 | M4W1P-W-XX | 5104.6875 | 3½ digit (1999) | W96 X H48 X L104mm | OPTION
108070610 | M4W1P-W-1 | 5104.6875 | 3½ digit (1999) | W96 X H48 X L104mm | AC199.9W
108070620 | M4W1P-W-2 | 5104.6875 | 3½ digit (1999) | W96 X H48 X L104mm | AC1.999KW
108070630 | M4W1P-W-3 | 5104.6875 | 3½ digit (1999) | W96 X H48 X L104mm | AC19.99KW
108070640 | M4W1P-W-4 | 5104.6875 | 3½ digit (1999) | W96 X H48 X L104mm | AC199.9KW
108070650 | M4W1P-W-5 | 5104.6875 | 3½ digit (1999) | W96 X H48 X L104mm | AC1999KW
108070740 | M4W1P-T-DX | 5376.9375 | 3½ digit (1999) | W96 X H48 X L104mm | DC24-70V
108070750 | M4W1P-T-DX | 5376.9375 | 3½ digit (1999) | W96 X H48 X L104mm | AC100-240V
108070760 | M4W1P-T-DX | 5104.6875 | 3½ digit (1999) | W96 X H48 X L104mm | DC-OPTION
108070770 | M4W1P-T-1 | 5104.6875 | 3½ digit (1999) | W96 X H48 X L104mm | DC0-10V
108070771 | M4W1P-T-1 | 5376.9375 | 3½ digit (1999) | W96 X H48 X L104mm | DC24-70V
108070772 | M4W1P-T-1 | 5376.9375 | 3½ digit (1999) | W96 X H48 X L104mm | AC100-240V
108070780 | M4W1P-T-AX | 5104.6875 | 3½ digit (1999) | W96 X H48 X L104mm | AC-OPTION
108070781 | M4W1P-T-AX | 5376.9375 | 3½ digit (1999) | W96 X H48 X L104mm | DC24-70V
108070782 | M4W1P-T-AX | 5376.9375 | 3½ digit (1999) | W96 X H48 X L104mm | AC100-240V
108070790 | M4W1P-T-2 | 5104.6875 | 3½ digit (1999) | W96 X H48 X L104mm | AC0-10V
108070791 | M4W1P-T-2 | 5376.9375 | 3½ digit (1999) | W96 X H48 X L104mm | DC24-70V
108070792 | M4W1P-T-2 | 5376.9375 | 3½ digit (1999) | W96 X H48 X L104mm | AC100-240V
108070800 | M4W1P-TR-AX | 5376.9375 | 3½ digit (1999) | W96 X H48 X L104mm | DC24-70V
108070810 | M4W1P-TR-AX | 5376.9375 | 3½ digit (1999) | W96 X H48 X L104mm | AC100-240V
108070820 | M4W1P-TR-AX | 5104.6875 | 3½ digit (1999) | W96 X H48 X L104mm | AC-OPTION
108070830 | M4W1P-TR-2 | 5104.6875 | 3½ digit (1999) | W96 X H48 X L104mm | AC0-10V
108070831 | M4W1P-TR-2 | 5376.9375 | 3½ digit (1999) | W96 X H48 X L104mm | DC24-70V
108070832 | M4W1P-TR-2 | 5376.9375 | 3½ digit (1999) | W96 X H48 X L104mm | AC100-240V
108070840 | M4W1P-S-DX | 5376.9375 | 3½ digit (1999) | W96 X H48 X L104mm | DC24-70V
108070850 | M4W1P-S-DX | 5376.9375 | 3½ digit (1999) | W96 X H48 X L104mm | AC100-240V
108070860 | M4W1P-S-DX | 5104.6875 | 3½ digit (1999) | W96 X H48 X L104mm | DC-OPTION
108070870 | M4W1P-S-1 | 5104.6875 | 3½ digit (1999) | W96 X H48 X L104mm | DC0-10V
108070871 | M4W1P-S-1 | 5376.9375 | 3½ digit (1999) | W96 X H48 X L104mm | DC24-70V
108070872 | M4W1P-S-1 | 5376.9375 | 3½ digit (1999) | W96 X H48 X L104mm | AC100-240V
108070880 | M4W1P-S-AX | 5104.6875 | 3½ digit (1999) | W96 X H48 X L104mm | AC-OPTION
108070881 | M4W1P-S-AX | 5376.9375 | 3½ digit (1999) | W96 X H48 X L104mm | DC24-70V
108070882 | M4W1P-S-AX | 5376.9375 | 3½ digit (1999) | W96 X H48 X L104mm | AC100-240V
108070890 | M4W1P-S-2 | 5104.6875 | 3½ digit (1999) | W96 X H48 X L104mm | AC0-10V
108070891 | M4W1P-S-2 | 5376.9375 | 3½ digit (1999) | W96 X H48 X L104mm | DC24-70V
108070892 | M4W1P-S-2 | 5376.9375 | 3½ digit (1999) | W96 X H48 X L104mm | AC100-240V
108070900 | M4W1P-SR-AX | 5376.9375 | 3½ digit (1999) | W96 X H48 X L104mm | DC24-70V
108070910 | M4W1P-SR-AX | 5376.9375 | 3½ digit (1999) | W96 X H48 X L104mm | AC100-240V
108070920 | M4W1P-SR-AX | 5104.6875 | 3½ digit (1999) | W96 X H48 X L104mm | AC-OPTION
108070930 | M4W1P-SR-2 | 5104.6875 | 3½ digit (1999) | W96 X H48 X L104mm | AC0-10V
108070931 | M4W1P-SR-2 | 5376.9375 | 3½ digit (1999) | W96 X H48 X L104mm | DC24-70V
108080021 | M4W2P-DI-XX | 6806.25 | 3½ digit (1999) | W96 X H48 X L104mm | OPTION
108080030 | M4W2P-DI-SMPS | 7078.5 | 3½ digit (1999) | W96 X H48 X L104mm | DC24-70V
108080040 | M4W2P-DI-SMPS | 7078.5 | 3½ digit (1999) | W96 X H48 X L104mm | AC100-240V
108080050 | M4W2P-DV-SMPS | 7078.5 | 3½ digit (1999) | W96 X H48 X L104mm | DC24-70V
108080060 | M4W2P-DV-SMPS | 7078.5 | 3½ digit (1999) | W96 X H48 X L104mm | AC100-240V
108080071 | M4W2P-DV-XX | 6806.25 | 3½ digit (1999) | W96 X H48 X L104mm | OPTION
108080080 | M4W2P-DV-1 | 6806.25 | 3½ digit (1999) | W96 X H48 X L104mm | DC199.9(M)V
108080090 | M4W2P-DV-2 | 6806.25 | 3½ digit (1999) | W96 X H48 X L104mm | DC1.999V
108080100 | M4W2P-DV-3 | 6806.25 | 3½ digit (1999) | W96 X H48 X L104mm | DC19.99V
108080110 | M4W2P-DV-4 | 6806.25 | 3½ digit (1999) | W96 X H48 X L104mm | DC199.9V
108080120 | M4W2P-DV-5 | 6806.25 | 3½ digit (1999) | W96 X H48 X L104mm | DC300V
108080130 | M4W2P-DA-SMPS | 7078.5 | 3½ digit (1999) | W96 X H48 X L104mm | DC24-70V
108080140 | M4W2P-DA-SMPS | 7078.5 | 3½ digit (1999) | W96 X H48 X L104mm | AC100-240V
108080151 | M4W2P-DA-XX | 6806.25 | 3½ digit (1999) | W96 X H48 X L104mm | OPTION
108080160 | M4W2P-DA-1 | 6806.25 | 3½ digit (1999) | W96 X H48 X L104mm | DC199.9(U)A
108080170 | M4W2P-DA-2 | 6806.25 | 3½ digit (1999) | W96 X H48 X L104mm | DC1.999(M)A
108080180 | M4W2P-DA-3 | 6806.25 | 3½ digit (1999) | W96 X H48 X L104mm | DC19.99(M)A
108080190 | M4W2P-DA-4 | 6806.25 | 3½ digit (1999) | W96 X H48 X L104mm | DC199.9(M)A
108080200 | M4W2P-DA-5 | 6806.25 | 3½ digit (1999) | W96 X H48 X L104mm | DC1.999A
108080210 | M4W2P-DA-6 | 6806.25 | 3½ digit (1999) | W96 X H48 X L104mm | DC19.99A
108080220 | M4W2P-DA-7 | 6806.25 | 3½ digit (1999) | W96 X H48 X L104mm | DC199.9A
108080230 | M4W2P-DA-8 | 6806.25 | 3½ digit (1999) | W96 X H48 X L104mm | DC1999A
108080261 | M4W2P-AV-XX | 6806.25 | 3½ digit (1999) | W96 X H48 X L104mm | OPTION
108080270 | M4W2P-AV-1 | 6806.25 | 3½ digit (1999) | W96 X H48 X L104mm | AC199.9(M)V
108080280 | M4W2P-AV-2 | 6806.25 | 3½ digit (1999) | W96 X H48 X L104mm | AC1.999V
108080290 | M4W2P-AV-3 | 6806.25 | 3½ digit (1999) | W96 X H48 X L104mm | AC19.99V
108080300 | M4W2P-AV-4 | 6806.25 | 3½ digit (1999) | W96 X H48 X L104mm | AC199.9V
108080310 | M4W2P-AV-6 | 6806.25 | 3½ digit (1999) | W96 X H48 X L104mm | AC400V
108080320 | M4W2P-AVR-SMPS | 7078.5 | 3½ digit (1999) | W96 X H48 X L104mm | DC24-70V
108080330 | M4W2P-AVR-SMPS | 7078.5 | 3½ digit (1999) | W96 X H48 X L104mm | AC100-240V
108080341 | M4W2P-AVR-XX | 6806.25 | 3½ digit (1999) | W96 X H48 X L104mm | OPTION
108080350 | M4W2P-AVR-1 | 6806.25 | 3½ digit (1999) | W96 X H48 X L104mm | AC199.9(M)V
108080360 | M4W2P-AVR-2 | 6806.25 | 3½ digit (1999) | W96 X H48 X L104mm | AC1.999V
108080370 | M4W2P-AVR-3 | 6806.25 | 3½ digit (1999) | W96 X H48 X L104mm | AC19.99V
108080380 | M4W2P-AVR-4 | 6806.25 | 3½ digit (1999) | W96 X H48 X L104mm | AC199.9V
108080390 | M4W2P-AVR-6 | 6806.25 | 3½ digit (1999) | W96 X H48 X L104mm | AC400V
108080421 | M4W2P-AA-XX | 6806.25 | 3½ digit (1999) | W96 X H48 X L104mm | OPTION
108080430 | M4W2P-AA-1 | 6806.25 | 3½ digit (1999) | W96 X H48 X L104mm | AC19.99(M)A
108080440 | M4W2P-AA-2 | 6806.25 | 3½ digit (1999) | W96 X H48 X L104mm | AC199.9(M)A
108080450 | M4W2P-AA-3 | 6806.25 | 3½ digit (1999) | W96 X H48 X L104mm | AC1.999A
108080460 | M4W2P-AA-4 | 6806.25 | 3½ digit (1999) | W96 X H48 X L104mm | AC19.99A
108080470 | M4W2P-AA-5 | 6806.25 | 3½ digit (1999) | W96 X H48 X L104mm | AC199.9A
108080480 | M4W2P-AA-6 | 6806.25 | 3½ digit (1999) | W96 X H48 X L104mm | AC1999A
108080490 | M4W2P-AAR-SMPS | 7078.5 | 3½ digit (1999) | W96 X H48 X L104mm | DC24-70V
108080500 | M4W2P-AAR-SMPS | 7078.5 | 3½ digit (1999) | W96 X H48 X L104mm | AC100-240V
108080511 | M4W2P-AAR-XX | 6806.25 | 3½ digit (1999) | W96 X H48 X L104mm | OPTION
108080520 | M4W2P-AAR-1 | 6806.25 | 3½ digit (1999) | W96 X H48 X L104mm | AC19.99(M)A
108080530 | M4W2P-AAR-2 | 6806.25 | 3½ digit (1999) | W96 X H48 X L104mm | AC199.9(M)A
108080540 | M4W2P-AAR-3 | 6806.25 | 3½ digit (1999) | W96 X H48 X L104mm | AC1.999A
108080550 | M4W2P-AAR-4 | 6806.25 | 3½ digit (1999) | W96 X H48 X L104mm | AC19.99A
108080560 | M4W2P-AAR-5 | 6806.25 | 3½ digit (1999) | W96 X H48 X L104mm | AC199.9A
108080570 | M4W2P-AAR-6 | 6806.25 | 3½ digit (1999) | W96 X H48 X L104mm | AC1999A
108080580 | M4W2P-W-SMPS | 7078.5 | 3½ digit (1999) | W96 X H48 X L104mm | DC24-70V
108080590 | M4W2P-W-SMPS | 7078.5 | 3½ digit (1999) | W96 X H48 X L104mm | AC100-240V
108080601 | M4W2P-W-XX | 6806.25 | 3½ digit (1999) | W96 X H48 X L104mm | OPTION
108080610 | M4W2P-W-1 | 6806.25 | 3½ digit (1999) | W96 X H48 X L104mm | AC199.9W
108080620 | M4W2P-W-2 | 6806.25 | 3½ digit (1999) | W96 X H48 X L104mm | AC1.999KW
108080630 | M4W2P-W-3 | 6806.25 | 3½ digit (1999) | W96 X H48 X L104mm | AC19.99KW
108080640 | M4W2P-W-4 | 6806.25 | 3½ digit (1999) | W96 X H48 X L104mm | AC199.9KW
108080650 | M4W2P-W-5 | 6806.25 | 3½ digit (1999) | W96 X H48 X L104mm | AC1999KW
108080740 | M4W2P-T-DX | 7078.5 | 3½ digit (1999) | W96 X H48 X L104mm | DC24-70V
108080750 | M4W2P-T-DX | 7078.5 | 3½ digit (1999) | W96 X H48 X L104mm | AC100-240V
108080760 | M4W2P-T-DX | 6806.25 | 3½ digit (1999) | W96 X H48 X L104mm | DC-OPTION
108080770 | M4W2P-T-1 | 6806.25 | 3½ digit (1999) | W96 X H48 X L104mm | DC0-10V
108080771 | M4W2P-T-1 | 7078.5 | 3½ digit (1999) | W96 X H48 X L104mm | DC24-70V
108080772 | M4W2P-T-1 | 7078.5 | 3½ digit (1999) | W96 X H48 X L104mm | AC100-240V
108080780 | M4W2P-T-AX | 6806.25 | 3½ digit (1999) | W96 X H48 X L104mm | AC-OPTION
108080781 | M4W2P-T-AX | 7078.5 | 3½ digit (1999) | W96 X H48 X L104mm | DC24-70V
108080782 | M4W2P-T-AX | 7078.5 | 3½ digit (1999) | W96 X H48 X L104mm | AC100-240V
108080790 | M4W2P-T-2 | 6806.25 | 3½ digit (1999) | W96 X H48 X L104mm | AC0-10V
108080791 | M4W2P-T-2 | 7078.5 | 3½ digit (1999) | W96 X H48 X L104mm | DC24-70V
108080792 | M4W2P-T-2 | 7078.5 | 3½ digit (1999) | W96 X H48 X L104mm | AC100-240V
108080800 | M4W2P-TR-AX | 7078.5 | 3½ digit (1999) | W96 X H48 X L104mm | DC24-70V
108080810 | M4W2P-TR-AX | 7078.5 | 3½ digit (1999) | W96 X H48 X L104mm | AC100-240V
108080820 | M4W2P-TR-AX | 6806.25 | 3½ digit (1999) | W96 X H48 X L104mm | AC-OPTION
108080830 | M4W2P-TR-2 | 6806.25 | 3½ digit (1999) | W96 X H48 X L104mm | AC0-10V
108080831 | M4W2P-TR-2 | 7078.5 | 3½ digit (1999) | W96 X H48 X L104mm | DC24-70V
108080832 | M4W2P-TR-2 | 7078.5 | 3½ digit (1999) | W96 X H48 X L104mm | AC100-240V
108080840 | M4W2P-S-DX | 7078.5 | 3½ digit (1999) | W96 X H48 X L104mm | DC24-70V
108080850 | M4W2P-S-DX | 7078.5 | 3½ digit (1999) | W96 X H48 X L104mm | AC100-240V
108080860 | M4W2P-S-DX | 6806.25 | 3½ digit (1999) | W96 X H48 X L104mm | DC-OPTION
108080870 | M4W2P-S-1 | 6806.25 | 3½ digit (1999) | W96 X H48 X L104mm | DC0-10V
108080871 | M4W2P-S-1 | 7078.5 | 3½ digit (1999) | W96 X H48 X L104mm | DC24-70V
108080872 | M4W2P-S-1 | 7078.5 | 3½ digit (1999) | W96 X H48 X L104mm | AC100-240V
108080880 | M4W2P-S-AX | 6806.25 | 3½ digit (1999) | W96 X H48 X L104mm | AC-OPTION
108080881 | M4W2P-S-AX | 7078.5 | 3½ digit (1999) | W96 X H48 X L104mm | DC24-70V
108080882 | M4W2P-S-AX | 7078.5 | 3½ digit (1999) | W96 X H48 X L104mm | AC100-240V
108080890 | M4W2P-S-2 | 6806.25 | 3½ digit (1999) | W96 X H48 X L104mm | AC0-10V
108080891 | M4W2P-S-2 | 7078.5 | 3½ digit (1999) | W96 X H48 X L104mm | DC24-70V
108080892 | M4W2P-S-2 | 7078.5 | 3½ digit (1999) | W96 X H48 X L104mm | AC100-240V
108080900 | M4W2P-SR-AX | 7078.5 | 3½ digit (1999) | W96 X H48 X L104mm | DC24-70V
108080910 | M4W2P-SR-AX | 7078.5 | 3½ digit (1999) | W96 X H48 X L104mm | AC100-240V
108080920 | M4W2P-SR-AX | 6806.25 | 3½ digit (1999) | W96 X H48 X L104mm | AC-OPTION
108080930 | M4W2P-SR-2 | 6806.25 | 3½ digit (1999) | W96 X H48 X L104mm | AC0-10V
108080931 | M4W2P-SR-2 | 7078.5 | 3½ digit (1999) | W96 X H48 X L104mm | DC24-70V
108080932 | M4W2P-SR-2 | 7078.5 | 3½ digit (1999) | W96 X H48 X L104mm | AC100-240V
108090020 | M4M-DI-XX | 2994.75 | 4 Digit |  | OPTION
108090030 | M4M-DI-SMPS | 2994.75 | 3½ digit (1999) | W72 X H72 X L113mm | DC24-70V | 4-20mADC
108090050 | M4M-DV-SMPS | 2994.75 | 4 Digit |  | DC24-70V
108090070 | M4M-DV-XX | 2722.5 | 4 Digit |  | OPTION
108090080 | M4M-DV-1 | 2722.5 | 4 Digit |  | DC199.9(M)V
108090090 | M4M-DV-2 | 2722.5 | 4 Digit |  | DC1.999V
108090100 | M4M-DV-3 | 2722.5 | 4 Digit |  | DC19.99V
108090110 | M4M-DV-4 | 2722.5 | 4 Digit |  | DC199.9V
108090120 | M4M-DV-5 | 2722.5 | 4 Digit |  | DC300V
108090130 | M4M-DA-SMPS | 2994.75 | 4 Digit |  | DC24-70V
108090150 | M4M-DA-XX | 2722.5 | 4 Digit |  | OPTION
108090160 | M4M-DA-1 | 2722.5 | 4 Digit |  | DC199.9(U)A
108090170 | M4M-DA-2 | 2722.5 | 4 Digit |  | DC1.999(M)A
108090180 | M4M-DA-3 | 2722.5 | 4 Digit |  | DC19.99(M)A
108090190 | M4M-DA-4 | 2722.5 | 4 Digit |  | DC199.9(M)A
108090200 | M4M-DA-5 | 2722.5 | 4 Digit |  | DC1.999A
108090210 | M4M-DA-6 | 2722.5 | 4 Digit |  | DC19.99A
108090220 | M4M-DA-7 | 2722.5 | 4 Digit |  | DC199.9A
108090230 | M4M-DA-8 | 2722.5 | 4 Digit |  | DC1999A
108090240 | M4M-AV-SMPS | 2994.75 | 4 Digit |  | DC24-70V
108090260 | M4M-AV-XX | 2722.5 | 4 Digit |  | OPTION
108090270 | M4M-AV-1 | 2722.5 | 4 Digit |  | AC199.9(M)V
108090280 | M4M-AV-2 | 2722.5 | 4 Digit |  | AC1.999V
108090290 | M4M-AV-3 | 2722.5 | 4 Digit |  | AC19.99V
108090300 | M4M-AV-4 | 2722.5 | 4 Digit |  | AC199.9V
108090310 | M4M-AV-6 | 2722.5 | 4 Digit |  | AC400V
108090320 | M4M-AVR-SMPS | 2994.75 | 4 Digit |  | DC24-70V
108090340 | M4M-AVR-XX | 2722.5 | 4 Digit |  | OPTION
108090350 | M4M-AVR-1 | 2722.5 | 4 Digit |  | AC199.9(M)V
108090360 | M4M-AVR-2 | 2722.5 | 4 Digit |  | AC1.999V
108090370 | M4M-AVR-3 | 2722.5 | 4 Digit |  | AC19.99V
108090380 | M4M-AVR-4 | 2722.5 | 4 Digit |  | AC199.9V
108090390 | M4M-AVR-6 | 2722.5 | 4 Digit |  | AC400V
108090400 | M4M-AA-SMPS | 2994.75 | 4 Digit |  | DC24-70V
108090420 | M4M-AA-XX | 2722.5 | 4 Digit |  | OPTION
108090430 | M4M-AA-1 | 2722.5 | 4 Digit |  | AC19.99(M)A
108090440 | M4M-AA-2 | 2722.5 | 4 Digit |  | AC199.9(M)A
108090450 | M4M-AA-3 | 2722.5 | 4 Digit |  | AC1.999A
108090460 | M4M-AA-4 | 2722.5 | 4 Digit |  | AC19.99A
108090470 | M4M-AA-5 | 2722.5 | 4 Digit |  | AC199.9A
108090480 | M4M-AA-6 | 2722.5 | 4 Digit |  | AC1999A
108090490 | M4M-AAR-SMPS | 2994.75 | 4 Digit |  | DC24-70V
108090510 | M4M-AAR-XX | 2722.5 | 4 Digit |  | OPTION
108090520 | M4M-AAR-1 | 2722.5 | 4 Digit |  | AC19.99(M)A
108090530 | M4M-AAR-2 | 2722.5 | 4 Digit |  | AC199.9(M)A
108090540 | M4M-AAR-3 | 2722.5 | 4 Digit |  | AC1.999A
108090550 | M4M-AAR-4 | 2722.5 | 4 Digit |  | AC19.99A
108090560 | M4M-AAR-5 | 2722.5 | 4 Digit |  | AC199.9A
108090570 | M4M-AAR-6 | 2722.5 | 4 Digit |  | AC1999A
108090580 | M4M-W-SMPS | 2994.75 | 4 Digit |  | DC24-70V
108090600 | M4M-W-XX | 2722.5 | 4 Digit |  | OPTION
108090610 | M4M-W-1 | 2722.5 | 4 Digit |  | AC199.9W
108090620 | M4M-W-2 | 2722.5 | 4 Digit |  | AC1.999KW
108090630 | M4M-W-3 | 2722.5 | 4 Digit |  | AC19.99KW
108090640 | M4M-W-4 | 2722.5 | 4 Digit |  | AC199.9KW
108090650 | M4M-W-5 | 2722.5 | 4 Digit |  | AC1999KW
108090740 | M4M-T-DX | 2994.75 | 4 Digit |  | DC24-70V
108090760 | M4M-T-DX | 2722.5 | 4 Digit |  | DC-OPTION
108090770 | M4M-T-1 | 2722.5 | 4 Digit |  | DC0-10V
108090771 | M4M-T-1 | 2994.75 | 4 Digit |  | DC24-70V
108090780 | M4M-T-AX | 2722.5 | 4 Digit |  | AC-OPTION
108090781 | M4M-T-AX | 2994.75 | 4 Digit |  | DC24-70V
108090790 | M4M-T-2 | 2722.5 | 4 Digit |  | AC0-10V
108090791 | M4M-T-2 | 2994.75 | 4 Digit |  | DC24-70V
108090792 | M4M-T-2 | 2994.75 | 4 Digit |  | AC100-240V
108090800 | M4M-TR-AX | 2994.75 | 4 Digit |  | DC24-70V
108090820 | M4M-TR-AX | 2722.5 | 4 Digit |  | AX-OPTION
108090830 | M4M-TR-2 | 2722.5 | 4 Digit |  | AC0-10V
108090831 | M4M-TR-2 | 2994.75 | 4 Digit |  | DC24-70V
108090840 | M4M-S-DX | 2994.75 | 4 Digit |  | DC24-70V
108090850 | M4M-S-DX | 2994.75 | 4 Digit |  | AC100-240V
108090860 | M4M-S-DX | 2722.5 | 4 Digit |  | DC-OPTION
108090870 | M4M-S-1 | 2722.5 | 4 Digit |  | DC0-10V
108090871 | M4M-S-1 | 2994.75 | 4 Digit |  | DC24-70V
108090880 | M4M-S-AX | 2722.5 | 4 Digit |  | AC-OPTION
108090881 | M4M-S-AX | 2994.75 | 4 Digit |  | DC24-70V
108090890 | M4M-S-2 | 2722.5 | 4 Digit |  | AC0-10V
108090891 | M4M-S-2 | 2994.75 | 4 Digit |  | DC24-70V
108090900 | M4M-SR-AX | 2994.75 | 4 Digit |  | DC24-70V
108090920 | M4M-SR-AX | 2722.5 | 4 Digit |  | AC-OPTION
108090930 | M4M-SR-2 | 2722.5 | 4 Digit |  | AC0-10V
108090931 | M4M-SR-2 | 2994.75 | 4 Digit |  | DC24-70V
108090932 | M4M-SR-2 | 2994.75 | 4 Digit |  | AC100-240V
108099020 | M4M-SMPS-XXR | 2994.75 | 4 Digit |  | (DCPOWER)TYPE
108099030 | M4M-SMPS-XX | 2994.75 | 4 Digit |  | (DCPOWER)TYPE
108100020 | M4M1P-DI-XX | 5104.6875 | 4 Digit |  | OPTION
108100030 | M4M1P-DI-SMPS | 5376.9375 | 4 Digit |  | DC24-70V
108100040 | M4M1P-DI-SMPS | 5376.9375 | 4 Digit |  | AC100-240V
108100050 | M4M1P-DV-SMPS | 5376.9375 | 4 Digit |  | DC24-70V
108100060 | M4M1P-DV-SMPS | 5376.9375 | 4 Digit |  | AC100-240V
108100070 | M4M1P-DV-XX | 5104.6875 | 4 Digit |  | OPTION
108100080 | M4M1P-DV-1 | 5104.6875 | 4 Digit |  | DC199.9(M)V
108100090 | M4M1P-DV-2 | 5104.6875 | 4 Digit |  | DC1.999V
108100100 | M4M1P-DV-3 | 5104.6875 | 4 Digit |  | DC19.99V
108100110 | M4M1P-DV-4 | 5104.6875 | 4 Digit |  | DC199.9V
108100120 | M4M1P-DV-5 | 5104.6875 | 4 Digit |  | DC300V
108100130 | M4M1P-DA-SMPS | 5376.9375 | 4 Digit |  | DC24-70V
108100140 | M4M1P-DA-SMPS | 5376.9375 | 4 Digit |  | AC100-240V
108100150 | M4M1P-DA-XX | 5104.6875 | 4 Digit |  | OPTION
108100160 | M4M1P-DA-1 | 5104.6875 | 4 Digit |  | DC199.9(U)A
108100170 | M4M1P-DA-2 | 5104.6875 | 4 Digit |  | DC1.999(M)A
108100180 | M4M1P-DA-3 | 5104.6875 | 4 Digit |  | DC19.99(M)A
108100190 | M4M1P-DA-4 | 5104.6875 | 4 Digit |  | DC199.9(M)A
108100200 | M4M1P-DA-5 | 5104.6875 | 4 Digit |  | DC1.999A
108100210 | M4M1P-DA-6 | 5104.6875 | 4 Digit |  | DC19.99A
108100220 | M4M1P-DA-7 | 5104.6875 | 4 Digit |  | DC199.9A
108100230 | M4M1P-DA-8 | 5104.6875 | 4 Digit |  | DC1999A
108100240 | M4M1P-AV-SMPS | 5376.9375 | 4 Digit |  | DC24-70V
108100250 | M4M1P-AV-SMPS | 5376.9375 | 4 Digit |  | AC100-240V
108100260 | M4M1P-AV-XX | 5104.6875 | 4 Digit |  | OPTION
108100270 | M4M1P-AV-1 | 5104.6875 | 4 Digit |  | AC199.9(M)V
108100280 | M4M1P-AV-2 | 5104.6875 | 4 Digit |  | AC1.999V
108100290 | M4M1P-AV-3 | 5104.6875 | 4 Digit |  | AC19.99V
108100300 | M4M1P-AV-4 | 5104.6875 | 4 Digit |  | AC199.9V
108100310 | M4M1P-AV-6 | 5104.6875 | 4 Digit |  | AC400V
108100320 | M4M1P-AVR-SMPS | 5376.9375 | 4 Digit |  | DC24-70V
108100330 | M4M1P-AVR-SMPS | 5376.9375 | 4 Digit |  | AC100-240V
108100340 | M4M1P-AVR-XX | 5104.6875 | 4 Digit |  | OPTION
108100350 | M4M1P-AVR-1 | 5104.6875 | 4 Digit |  | AC199.9(M)V
108100360 | M4M1P-AVR-2 | 5104.6875 | 4 Digit |  | AC1.999V
108100370 | M4M1P-AVR-3 | 5104.6875 | 4 Digit |  | AC19.99V
108100380 | M4M1P-AVR-4 | 5104.6875 | 4 Digit |  | AC199.9V
108100390 | M4M1P-AVR-6 | 5104.6875 | 4 Digit |  | AC400V
108100400 | M4M1P-AA-SMPS | 5376.9375 | 4 Digit |  | DC24-70V
108100410 | M4M1P-AA-SMPS | 5376.9375 | 4 Digit |  | AC100-240V
108100420 | M4M1P-AA-XX | 5104.6875 | 4 Digit |  | OPTION
108100430 | M4M1P-AA-1 | 5104.6875 | 4 Digit |  | AC19.99(M)A
108100440 | M4M1P-AA-2 | 5104.6875 | 4 Digit |  | AC199.9(M)A
108100450 | M4M1P-AA-3 | 5104.6875 | 4 Digit |  | AC1.999A
108100460 | M4M1P-AA-4 | 5104.6875 | 4 Digit |  | AC19.99A
108100470 | M4M1P-AA-5 | 5104.6875 | 4 Digit |  | AC199.9A
108100480 | M4M1P-AA-6 | 5104.6875 | 4 Digit |  | AC1999A
108100490 | M4M1P-AAR-SMPS | 5376.9375 | 4 Digit |  | DC24-70V
108100500 | M4M1P-AAR-SMPS | 5376.9375 | 4 Digit |  | AC100-240V
108100510 | M4M1P-AAR-XX | 5104.6875 | 4 Digit |  | OPTION
108100520 | M4M1P-AAR-1 | 5104.6875 | 4 Digit |  | AC19.99(M)A
108100530 | M4M1P-AAR-2 | 5104.6875 | 4 Digit |  | AC199.9(M)A
108100540 | M4M1P-AAR-3 | 5104.6875 | 4 Digit |  | AC1.999A
108100550 | M4M1P-AAR-4 | 5104.6875 | 4 Digit |  | AC19.99A
108100560 | M4M1P-AAR-5 | 5104.6875 | 4 Digit |  | AC199.9A
108100570 | M4M1P-AAR-6 | 5104.6875 | 4 Digit |  | AC1999A
108100580 | M4M1P-W-SMPS | 5376.9375 | 4 Digit |  | DC24-70V
108100590 | M4M1P-W-SMPS | 5376.9375 | 4 Digit |  | AC100-240V
108100600 | M4M1P-W-XX | 5104.6875 | 4 Digit |  | OPTION
108100610 | M4M1P-W-1 | 5104.6875 | 4 Digit |  | AC199.9W
108100620 | M4M1P-W-2 | 5104.6875 | 4 Digit |  | AC1.999KW
108100630 | M4M1P-W-3 | 5104.6875 | 4 Digit |  | AC19.99KW
108100640 | M4M1P-W-4 | 5104.6875 | 4 Digit |  | AC199.9KW
108100650 | M4M1P-W-5 | 5104.6875 | 4 Digit |  | AC1999KW
108100740 | M4M1P-T-DX | 5376.9375 | 4 Digit |  | DC24-70V
108100750 | M4M1P-T-DX | 5376.9375 | 4 Digit |  | AC100-240V
108100760 | M4M1P-T-DX | 5104.6875 | 4 Digit |  | DC-OPTION
108100770 | M4M1P-T-1 | 5104.6875 | 4 Digit |  | DC0-10V
108100771 | M4M1P-T-1 | 5376.9375 | 4 Digit |  | DC24-70V
108100772 | M4M1P-T-1 | 5376.9375 | 4 Digit |  | AC100-240V
108100780 | M4M1P-T-AX | 5104.6875 | 4 Digit |  | AC-OPTION
108100781 | M4M1P-T-AX | 5376.9375 | 4 Digit |  | DC24-70V
108100782 | M4M1P-T-AX | 5376.9375 | 4 Digit |  | AC100-240V
108100790 | M4M1P-T-2 | 5104.6875 | 4 Digit |  | AC0-10V
108100791 | M4M1P-T-2 | 5376.9375 | 4 Digit |  | DC24-70V
108100792 | M4M1P-T-2 | 5376.9375 | 4 Digit |  | AC100-240V
108100800 | M4M1P-TR-AX | 5376.9375 | 4 Digit |  | DC24-70V
108100810 | M4M1P-TR-AX | 5376.9375 | 4 Digit |  | AC100-240V
108100811 | M4M1P-TR-AX | 5104.6875 | 4 Digit |  | AC-OPTION
108100820 | M4M1P-TR-2 | 5104.6875 | 4 Digit |  | AC0-10V
108100821 | M4M1P-TR-2 | 5376.9375 | 4 Digit |  | DC24-70V
108100822 | M4M1P-TR-2 | 5376.9375 | 4 Digit |  | AC100-240V
108100830 | M4M1P-S-DX | 5376.9375 | 4 Digit |  | DC24-70V
108100840 | M4M1P-S-DX | 5376.9375 | 4 Digit |  | AC100-240V
108100850 | M4M1P-S-DX | 5104.6875 | 4 Digit |  | DC-OPTION
108100860 | M4M1P-S-1 | 5104.6875 | 4 Digit |  | DC0-10V
108100861 | M4M1P-S-1 | 5376.9375 | 4 Digit |  | DC24-70V
108100862 | M4M1P-S-1 | 5376.9375 | 4 Digit |  | AC100-240V
108100870 | M4M1P-S-AX | 5104.6875 | 4 Digit |  | AC-OPTION
108100871 | M4M1P-S-AX | 5376.9375 | 4 Digit |  | DC24-70V
108100872 | M4M1P-S-AX | 5376.9375 | 4 Digit |  | AC100-240V
108100880 | M4M1P-S-2 | 5104.6875 | 4 Digit |  | AC0-10V
108100881 | M4M1P-S-2 | 5376.9375 | 4 Digit |  | DC24-70V
108100882 | M4M1P-S-2 | 5376.9375 | 4 Digit |  | AC100-240V
108100890 | M4M1P-SR-AX | 5376.9375 | 4 Digit |  | DC24-70V
108100900 | M4M1P-SR-AX | 5376.9375 | 4 Digit |  | AC100-240V
108100910 | M4M1P-SR-AX | 5104.6875 | 4 Digit |  | AC-OPTION
108100920 | M4M1P-SR-2 | 5104.6875 | 4 Digit |  | AC0-10V
108100921 | M4M1P-SR-2 | 5376.9375 | 4 Digit |  | DC24-70V
108100922 | M4M1P-SR-2 | 5376.9375 | 4 Digit |  | AC100-240V
108109000 | M4M1P-SMPS-XXR | 5376.9375 | 4 Digit |  | (ACPOWER)TYPE
108109005 | M4M1P-SMPS-XXR | 5376.9375 | 4 Digit |  | (DCPOWER)TYPE
108109020 | M4M1P-SMPS-XX | 5376.9375 | 4 Digit |  | (DCPOWER)TYPE
108109030 | M4M1P-SMPS-XX | 5376.9375 | 4 Digit |  | (ACPOWER)TYPE
108110020 | M4M2P-DI-XX | 6806.25 | 4 Digit |  | OPTION
108110030 | M4M2P-DI-SMPS | 7078.5 | 4 Digit |  | DC24-70V
108110040 | M4M2P-DI-SMPS | 7078.5 | 4 Digit |  | AC100-240V
108110050 | M4M2P-DV-SMPS | 7078.5 | 4 Digit |  | DC24-70V
108110060 | M4M2P-DV-SMPS | 7078.5 | 4 Digit |  | AC100-240V
108110070 | M4M2P-DV-XX | 6806.25 | 4 Digit |  | OPTION
108110080 | M4M2P-DV-1 | 6806.25 | 4 Digit |  | DC199.9(M)V
108110090 | M4M2P-DV-2 | 6806.25 | 4 Digit |  | DC1.999V
108110100 | M4M2P-DV-3 | 6806.25 | 4 Digit |  | DC19.99V
108110110 | M4M2P-DV-4 | 6806.25 | 4 Digit |  | DC199.9V
108110120 | M4M2P-DV-5 | 6806.25 | 4 Digit |  | DC300V
108110130 | M4M2P-DA-SMPS | 7078.5 | 4 Digit |  | DC24-70V
108110140 | M4M2P-DA-SMPS | 7078.5 | 4 Digit |  | AC100-240V
108110150 | M4M2P-DA-XX | 6806.25 | 4 Digit |  | OPTION
108110160 | M4M2P-DA-1 | 6806.25 | 4 Digit |  | DC199.9(U)A
108110170 | M4M2P-DA-2 | 6806.25 | 4 Digit |  | DC1.999(M)A
108110180 | M4M2P-DA-3 | 6806.25 | 4 Digit |  | DC19.99(M)A
108110190 | M4M2P-DA-4 | 6806.25 | 4 Digit |  | DC199.9(M)A
108110200 | M4M2P-DA-6 | 6806.25 | 4 Digit |  | DC19.99A
108110210 | M4M2P-DA-7 | 6806.25 | 4 Digit |  | DC199.9A
108110220 | M4M2P-DA-8 | 6806.25 | 4 Digit |  | DC1999A
108110230 | M4M2P-DA-5 | 6806.25 | 4 Digit |  | DC1.999A
108110240 | M4M2P-AV-SMPS | 7078.5 | 4 Digit |  | DC24-70V
108110250 | M4M2P-AV-SMPS | 7078.5 | 4 Digit |  | AC100-240V
108110260 | M4M2P-AV-XX | 6806.25 | 4 Digit |  | OPTION
108110270 | M4M2P-AV-1 | 6806.25 | 4 Digit |  | AC199.9(M)V
108110280 | M4M2P-AV-2 | 6806.25 | 4 Digit |  | AC1.999V
108110290 | M4M2P-AV-3 | 6806.25 | 4 Digit |  | AC19.99V
108110300 | M4M2P-AV-4 | 6806.25 | 4 Digit |  | AC199.9V
108110310 | M4M2P-AV-6 | 6806.25 | 4 Digit |  | AC400V
108110320 | M4M2P-AVR-SMPS | 7078.5 | 4 Digit |  | DC24-70V
108110330 | M4M2P-AVR-SMPS | 7078.5 | 4 Digit |  | AC100-240V
108110340 | M4M2P-AVR-XX | 6806.25 | 4 Digit |  | OPTION
108110350 | M4M2P-AVR-1 | 6806.25 | 4 Digit |  | AC199.9(M)V
108110360 | M4M2P-AVR-2 | 6806.25 | 4 Digit |  | AC1.999V
108110370 | M4M2P-AVR-3 | 6806.25 | 4 Digit |  | AC19.99V
108110380 | M4M2P-AVR-4 | 6806.25 | 4 Digit |  | AC199.9V
108110390 | M4M2P-AVR-6 | 6806.25 | 4 Digit |  | AC400V
108110400 | M4M2P-AA-SMPS | 7078.5 | 4 Digit |  | DC24-70V
108110410 | M4M2P-AA-SMPS | 7078.5 | 4 Digit |  | AC100-240V
108110420 | M4M2P-AA-XX | 6806.25 | 4 Digit |  | OPTION
108110430 | M4M2P-AA-1 | 6806.25 | 4 Digit |  | AC19.99(M)A
108110440 | M4M2P-AA-2 | 6806.25 | 4 Digit |  | AC199.9(M)A
108110450 | M4M2P-AA-3 | 6806.25 | 4 Digit |  | AC1.999A
108110460 | M4M2P-AA-4 | 6806.25 | 4 Digit |  | AC19.99A
108110470 | M4M2P-AA-5 | 6806.25 | 4 Digit |  | AC199.9A
108110480 | M4M2P-AA-6 | 6806.25 | 4 Digit |  | AC1999A
108110490 | M4M2P-AAR-SMPS | 7078.5 | 4 Digit |  | DC24-70V
108110500 | M4M2P-AAR-SMPS | 7078.5 | 4 Digit |  | AC100-240V
108110510 | M4M2P-AAR-XX | 6806.25 | 4 Digit |  | OPTION
108110520 | M4M2P-AAR-1 | 6806.25 | 4 Digit |  | AC19.99(M)A
108110530 | M4M2P-AAR-2 | 6806.25 | 4 Digit |  | AC199.9(M)A
108110540 | M4M2P-AAR-3 | 6806.25 | 4 Digit |  | AC1.999A
108110550 | M4M2P-AAR-4 | 6806.25 | 4 Digit |  | AC19.99A
108110560 | M4M2P-AAR-5 | 6806.25 | 4 Digit |  | AC199.9A
108110570 | M4M2P-AAR-6 | 6806.25 | 4 Digit |  | AC1999A
108110580 | M4M2P-W-SMPS | 7078.5 | 4 Digit |  | DC24-70V
108110590 | M4M2P-W-SMPS | 7078.5 | 4 Digit |  | AC100-240V
108110600 | M4M2P-W-XX | 6806.25 | 4 Digit |  | OPTION
108110610 | M4M2P-W-1 | 6806.25 | 4 Digit |  | AC199.9W
108110620 | M4M2P-W-2 | 6806.25 | 4 Digit |  | AC1.999KW
108110630 | M4M2P-W-3 | 6806.25 | 4 Digit |  | AC19.99KW
108110640 | M4M2P-W-4 | 6806.25 | 4 Digit |  | AC199.9KW
108110650 | M4M2P-W-5 | 6806.25 | 4 Digit |  | AC1999KW
108110740 | M4M2P-T-DX | 7078.5 | 4 Digit |  | DC24-70V
108110750 | M4M2P-T-DX | 7078.5 | 4 Digit |  | AC100-240V
108110760 | M4M2P-T-DX | 6806.25 | 4 Digit |  | DC-OPTION
108110770 | M4M2P-T-1 | 6806.25 | 4 Digit |  | DC0-10V
108110771 | M4M2P-T-1 | 7078.5 | 4 Digit |  | DC24-70V
108110772 | M4M2P-T-1 | 7078.5 | 4 Digit |  | AC100-240V
108110780 | M4M2P-T-AX | 6806.25 | 4 Digit |  | AC-OPTION
108110781 | M4M2P-T-AX | 7078.5 | 4 Digit |  | DC24-70V
108110782 | M4M2P-T-AX | 7078.5 | 4 Digit |  | AC100-240V
108110790 | M4M2P-T-2 | 6806.25 | 4 Digit |  | AC0-10V
108110791 | M4M2P-T-2 | 7078.5 | 4 Digit |  | DC24-70V
108110792 | M4M2P-T-2 | 7078.5 | 4 Digit |  | AC100-240V
108110820 | M4M2P-TR-AX | 6806.25 | 4 Digit |  | AC-OPTION
108110821 | M4M2P-TR-AX | 7078.5 | 4 Digit |  | DC24-70V
108110822 | M4M2P-TR-AX | 7078.5 | 4 Digit |  | AC100-240V
108110830 | M4M2P-TR-2 | 6806.25 | 4 Digit |  | AC0-10V
108110831 | M4M2P-TR-2 | 7078.5 | 4 Digit |  | DC24-70V
108110832 | M4M2P-TR-2 | 7078.5 | 4 Digit |  | AC100-240V
108110840 | M4M2P-S-DX | 7078.5 | 4 Digit |  | DC24-70V
108110850 | M4M2P-S-DX | 7078.5 | 4 Digit |  | AC100-240V
108110860 | M4M2P-S-DX | 6806.25 | 4 Digit |  | DC-OPTION
108110870 | M4M2P-S-1 | 6806.25 | 4 Digit |  | DC0-10V
108110871 | M4M2P-S-1 | 7078.5 | 4 Digit |  | DC24-70V
108110872 | M4M2P-S-1 | 7078.5 | 4 Digit |  | AC100-240V
108110880 | M4M2P-S-AX | 6806.25 | 4 Digit |  | AC-OPTION
108110881 | M4M2P-S-AX | 7078.5 | 4 Digit |  | DC24-70V
108110882 | M4M2P-S-AX | 7078.5 | 4 Digit |  | AC100-240V
108110890 | M4M2P-S-2 | 6806.25 | 4 Digit |  | AC0-10V
108110891 | M4M2P-S-2 | 7078.5 | 4 Digit |  | DC24-70V
108110892 | M4M2P-S-2 | 7078.5 | 4 Digit |  | AC100-240V
108110900 | M4M2P-SR-AX | 7078.5 | 4 Digit |  | DC24-70V
108110910 | M4M2P-SR-AX | 7078.5 | 4 Digit |  | AC100-240V
108110920 | M4M2P-SR-AX | 6806.25 | 4 Digit |  | AC-OPTION
108110930 | M4M2P-SR-2 | 6806.25 | 4 Digit |  | AC0-10V
108110931 | M4M2P-SR-2 | 7078.5 | 4 Digit |  | DC24-70V
108110932 | M4M2P-SR-2 | 7078.5 | 4 Digit |  | AC100-240V
108120000 | M5W-DV-XX | 2382.1875 | 4½ digit (19999) | W96 X H48 X L104mm | OPTION
108120010 | M5W-DV-1 | 2382.1875 | 4½ digit (19999) | W96 X H48 X L104mm | DC199.99(M)V
108120020 | M5W-DV-2 | 2382.1875 | 4½ digit (19999) | W96 X H48 X L104mm | DC1.9999V
108120030 | M5W-DV-3 | 2382.1875 | 4½ digit (19999) | W96 X H48 X L104mm | DC19.999V
108120040 | M5W-DV-4 | 2382.1875 | 4½ digit (19999) | W96 X H48 X L104mm | DC199.99V
108120050 | M5W-DV-5 | 2382.1875 | 4½ digit (19999) | W96 X H48 X L104mm | DC300.0V
108120060 | M5W-DA-XX | 2382.1875 | 4½ digit (19999) | W96 X H48 X L104mm | OPTION
108120069 | M5W-DA-1 | 2382.1875 | 4½ digit (19999) | W96 X H48 X L104mm | DC199.99(U)A
108120070 | M5W-DA-2 | 2382.1875 | 4½ digit (19999) | W96 X H48 X L104mm | DC1.9999(M)A
108120080 | M5W-DA-3 | 2382.1875 | 4½ digit (19999) | W96 X H48 X L104mm | DC19.999(M)A
108120090 | M5W-DA-4 | 2382.1875 | 4½ digit (19999) | W96 X H48 X L104mm | DC199.99(M)A
108120100 | M5W-DA-5 | 2382.1875 | 4½ digit (19999) | W96 X H48 X L104mm | DC1.9999A
108120110 | M5W-DA-6 | 2382.1875 | 4½ digit (19999) | W96 X H48 X L104mm | DC19.999A
108120120 | M5W-DA-7 | 2382.1875 | 4½ digit (19999) | W96 X H48 X L104mm | DC199.99A
108120130 | M5W-DA-8 | 2382.1875 | 4½ digit (19999) | W96 X H48 X L104mm | DC1999.9A
108120140 | M5W-AV-XX | 2518.3125 | 4½ digit (19999) | W96 X H48 X L104mm | OPTION
108120141 | M5W-DX-SMPS | 2722.5 | 4½ digit (19999) | W96 X H48 X L104mm | DC24-70V
108120142 | M5W-AX-SMPS | 2722.5 | 4½ digit (19999) | W96 X H48 X L104mm | DC24-70V
108120149 | M5W-AV-1 | 2518.3125 | 4½ digit (19999) | W96 X H48 X L104mm | AC199.99(M)V
108120150 | M5W-AV-2 | 2518.3125 | 4½ digit (19999) | W96 X H48 X L104mm | AC1.9999V
108120160 | M5W-AV-3 | 2518.3125 | 4½ digit (19999) | W96 X H48 X L104mm | AC19.999V
108120170 | M5W-AV-4 | 2518.3125 | 4½ digit (19999) | W96 X H48 X L104mm | AC199.99V
108120180 | M5W-AV-5 | 2518.3125 | 4½ digit (19999) | W96 X H48 X L104mm | AC400.0V
108120190 | M5W-AA-XX | 2518.3125 | 4½ digit (19999) | W96 X H48 X L104mm | OPTION
108120199 | M5W-AA-1 | 2518.3125 | 4½ digit (19999) | W96 X H48 X L104mm | 19.999(M)A
108120200 | M5W-AA-2 | 2518.3125 | 4½ digit (19999) | W96 X H48 X L104mm | AC199.99(M)A
108120210 | M5W-AA-3 | 2518.3125 | 4½ digit (19999) | W96 X H48 X L104mm | AC1.9999A
108120220 | M5W-AA-4 | 2518.3125 | 4½ digit (19999) | W96 X H48 X L104mm | AC19.999A
108120230 | M5W-AA-5 | 2518.3125 | 4½ digit (19999) | W96 X H48 X L104mm | AC199.99A
108120240 | M5W-AA-6 | 2518.3125 | 4½ digit (19999) | W96 X H48 X L104mm | AC1999.9A
108120250 | M5W-W-XX | 2382.1875 | 4½ digit (19999) | W96 X H48 X L104mm | OPTION
108120259 | M5W-W-1 | 2382.1875 | 4½ digit (19999) | W96 X H48 X L104mm | 199.99W | 0-10VDC
108120260 | M5W-W-2 | 2382.1875 | 4½ digit (19999) | W96 X H48 X L104mm | AC1.9999KW
108120270 | M5W-W-3 | 2382.1875 | 4½ digit (19999) | W96 X H48 X L104mm | AC19.999KW
108120280 | M5W-W-4 | 2382.1875 | 4½ digit (19999) | W96 X H48 X L104mm | AC199.99KW
108120290 | M5W-W-5 | 2382.1875 | 4½ digit (19999) | W96 X H48 X L104mm | AC1999.9KW
108120300 | M5W-DI-XX | 2518.3125 | 4½ digit (19999) | W96 X H48 X L104mm | OPTION | 4-20mADC
108120301 | M5W-DI-SMPS | 2722.5 | 4½ digit (19999) | W96 X H48 X L104mm | DC24~70V | 4-20mADC
108120310 | M5W-S-DX | 2382.1875 | 4½ digit (19999) | W96 X H48 X L104mm | DC-OPTION
108120311 | M5W-S-1 | 2382.1875 | 4½ digit (19999) | W96 X H48 X L104mm | DC10V | 0-10VDC
108120320 | M5W-S-AX | 2518.3125 | 4½ digit (19999) | W96 X H48 X L104mm | AC-OPTION
108120321 | M5W-S-2 | 2518.3125 | 4½ digit (19999) | W96 X H48 X L104mm | AC10V | 0-10VAC
108120330 | M5W-T-DX | 2382.1875 | 4½ digit (19999) | W96 X H48 X L104mm | DC-OPTION
108120331 | M5W-T-1 | 2382.1875 | 4½ digit (19999) | W96 X H48 X L104mm | DC10V
108120340 | M5W-T-AX | 2518.3125 | 4½ digit (19999) | W96 X H48 X L104mm | AC-OPTION
108120341 | M5W-T-2 | 2518.3125 | 4½ digit (19999) | W96 X H48 X L104mm | AC10V | 0-10VAC
108130110 | MT4W-DV-1N | 2041.875 | 4 Digit | W96 X H48 X L100mm | 12-24VDC |  | N : Indication type (No output function) 0 : Relay contact 1 : NPN open collector 2 : PNP open collector 3 : Relay contact + 4-20mADC output 4 : Relay contact + RS485 output 5 : BCD Dynamic output 6 : Low speed serial output
108130120 | MT4W-DV-11 | 3539.25 | 4 Digit | W96 X H48 X L100mm | 12-24VDC | DC Voltage (500V, 100V,50V,10V, 1V, 0.25V, 50mV) | N : Indication type (No output function) 0 : Relay contact 1 : NPN open collector 2 : PNP open collector 3 : Relay contact + 4-20mADC output 4 : Relay contact + RS485 output 5 : BCD Dynamic output 6 : Low speed serial output
108130130 | MT4W-DV-12 | 4083.75 | 4 Digit | W96 X H48 X L100mm | 12-24VDC | DC Voltage (500V, 100V,50V,10V, 1V, 0.25V, 50mV) | N : Indication type (No output function) 0 : Relay contact 1 : NPN open collector 2 : PNP open collector 3 : Relay contact + 4-20mADC output 4 : Relay contact + RS485 output 5 : BCD Dynamic output 6 : Low speed serial output
108130140 | MT4W-DV-13 | 4083.75 | 4 Digit | W96 X H48 X L100mm | 12-24VDC | DC Voltage (500V, 100V,50V,10V, 1V, 0.25V, 50mV) | N : Indication type (No output function) 0 : Relay contact 1 : NPN open collector 2 : PNP open collector 3 : Relay contact + 4-20mADC output 4 : Relay contact + RS485 output 5 : BCD Dynamic output 6 : Low speed serial output
108130150 | MT4W-DV-14 | 4083.75 | 4 Digit | W96 X H48 X L100mm | 12-24VDC | DC Voltage (500V, 100V,50V,10V, 1V, 0.25V, 50mV) | N : Indication type (No output function) 0 : Relay contact 1 : NPN open collector 2 : PNP open collector 3 : Relay contact + 4-20mADC output 4 : Relay contact + RS485 output 5 : BCD Dynamic output 6 : Low speed serial output
108130160 | MT4W-DV-15 | 4083.75 | 4 Digit | W96 X H48 X L100mm | 12-24VDC | DC Voltage (500V, 100V,50V,10V, 1V, 0.25V, 50mV) | N : Indication type (No output function) 0 : Relay contact 1 : NPN open collector 2 : PNP open collector 3 : Relay contact + 4-20mADC output 4 : Relay contact + RS485 output 5 : BCD Dynamic output 6 : Low speed serial output
108130170 | MT4W-DV-16 | 4083.75 | 4 Digit | W96 X H48 X L100mm | 12-24VDC | DC Voltage (500V, 100V,50V,10V, 1V, 0.25V, 50mV) | N : Indication type (No output function) 0 : Relay contact 1 : NPN open collector 2 : PNP open collector 3 : Relay contact + 4-20mADC output 4 : Relay contact + RS485 output 5 : BCD Dynamic output 6 : Low speed serial output
108130180 | MT4W-DV-17 | 4083.75 | 4 Digit | W96 X H48 X L100mm | 12-24VDC | DC Voltage (500V, 100V,50V,10V, 1V, 0.25V, 50mV) | N : Indication type (No output function) 0 : Relay contact 1 : NPN open collector 2 : PNP open collector 3 : Relay contact + 4-20mADC output 4 : Relay contact + RS485 output 5 : BCD Dynamic output 6 : Low speed serial output
108130190 | MT4W-DV-18 | 4083.75 | 4 Digit | W96 X H48 X L100mm | 12-24VDC | DC Voltage (500V, 100V,50V,10V, 1V, 0.25V, 50mV) | N : Indication type (No output function) 0 : Relay contact 1 : NPN open collector 2 : PNP open collector 3 : Relay contact + 4-20mADC output 4 : Relay contact + RS485 output 5 : BCD Dynamic output 6 : Low speed serial output
108130200 | MT4W-DV-19 | 4083.75 | 4 Digit | W96 X H48 X L100mm | 12-24VDC | DC Voltage (500V, 100V,50V,10V, 1V, 0.25V, 50mV) | N : Indication type (No output function) 0 : Relay contact 1 : NPN open collector 2 : PNP open collector 3 : Relay contact + 4-20mADC output 4 : Relay contact + RS485 output 5 : BCD Dynamic output 6 : Low speed serial output
108130310 | MT4W-DA-1N | 2041.875 | 4 Digit | W96 X H48 X L100mm | 12-24VDC |  | N : Indication type (No output function) 0 : Relay contact 1 : NPN open collector 2 : PNP open collector 3 : Relay contact + 4-20mADC output 4 : Relay contact + RS485 output 5 : BCD Dynamic output 6 : Low speed serial output
108130320 | MT4W-DA-11 | 3539.25 | 4 Digit | W96 X H48 X L100mm | 12-24VDC | DC Ampare (5A, 2A, 0.5A, 0.2A, 50mA, 20mA, 5mA, 2mA) | N : Indication type (No output function) 0 : Relay contact 1 : NPN open collector 2 : PNP open collector 3 : Relay contact + 4-20mADC output 4 : Relay contact + RS485 output 5 : BCD Dynamic output 6 : Low speed serial output | 110V(P) is for 440VAC/110VAC P.T
108130330 | MT4W-DA-12 | 4083.75 | 4 Digit | W96 X H48 X L100mm | 12-24VDC | DC Ampare (5A, 2A, 0.5A, 0.2A, 50mA, 20mA, 5mA, 2mA) | N : Indication type (No output function) 0 : Relay contact 1 : NPN open collector 2 : PNP open collector 3 : Relay contact + 4-20mADC output 4 : Relay contact + RS485 output 5 : BCD Dynamic output 6 : Low speed serial output
108130340 | MT4W-DA-13 | 4083.75 | 4 Digit | W96 X H48 X L100mm | 12-24VDC | DC Ampare (5A, 2A, 0.5A, 0.2A, 50mA, 20mA, 5mA, 2mA) | N : Indication type (No output function) 0 : Relay contact 1 : NPN open collector 2 : PNP open collector 3 : Relay contact + 4-20mADC output 4 : Relay contact + RS485 output 5 : BCD Dynamic output 6 : Low speed serial output
108130350 | MT4W-DA-14 | 4083.75 | 4 Digit | W96 X H48 X L100mm | 12-24VDC | DC Ampare (5A, 2A, 0.5A, 0.2A, 50mA, 20mA, 5mA, 2mA) | N : Indication type (No output function) 0 : Relay contact 1 : NPN open collector 2 : PNP open collector 3 : Relay contact + 4-20mADC output 4 : Relay contact + RS485 output 5 : BCD Dynamic output 6 : Low speed serial output
108130360 | MT4W-DA-15 | 4083.75 | 4 Digit | W96 X H48 X L100mm | 12-24VDC | DC Ampare (5A, 2A, 0.5A, 0.2A, 50mA, 20mA, 5mA, 2mA) | N : Indication type (No output function) 0 : Relay contact 1 : NPN open collector 2 : PNP open collector 3 : Relay contact + 4-20mADC output 4 : Relay contact + RS485 output 5 : BCD Dynamic output 6 : Low speed serial output
108130370 | MT4W-DA-16 | 4083.75 | 4 Digit | W96 X H48 X L100mm | 12-24VDC | DC Ampare (5A, 2A, 0.5A, 0.2A, 50mA, 20mA, 5mA, 2mA) | N : Indication type (No output function) 0 : Relay contact 1 : NPN open collector 2 : PNP open collector 3 : Relay contact + 4-20mADC output 4 : Relay contact + RS485 output 5 : BCD Dynamic output 6 : Low speed serial output
108130380 | MT4W-DA-17 | 4083.75 | 4 Digit | W96 X H48 X L100mm | 12-24VDC | DC Ampare (5A, 2A, 0.5A, 0.2A, 50mA, 20mA, 5mA, 2mA) | N : Indication type (No output function) 0 : Relay contact 1 : NPN open collector 2 : PNP open collector 3 : Relay contact + 4-20mADC output 4 : Relay contact + RS485 output 5 : BCD Dynamic output 6 : Low speed serial output
108130390 | MT4W-DA-18 | 4083.75 | 4 Digit | W96 X H48 X L100mm | 12-24VDC | DC Ampare (5A, 2A, 0.5A, 0.2A, 50mA, 20mA, 5mA, 2mA) | N : Indication type (No output function) 0 : Relay contact 1 : NPN open collector 2 : PNP open collector 3 : Relay contact + 4-20mADC output 4 : Relay contact + RS485 output 5 : BCD Dynamic output 6 : Low speed serial output
108130400 | MT4W-DA-19 | 4083.75 | 4 Digit | W96 X H48 X L100mm | 12-24VDC | DC Ampare (5A, 2A, 0.5A, 0.2A, 50mA, 20mA, 5mA, 2mA) | N : Indication type (No output function) 0 : Relay contact 1 : NPN open collector 2 : PNP open collector 3 : Relay contact + 4-20mADC output 4 : Relay contact + RS485 output 5 : BCD Dynamic output 6 : Low speed serial output
108130510 | MT4W-AV-1N | 2178 | 4 Digit | W96 X H48 X L100mm | 12-24VDC |  | N : Indication type (No output function) 0 : Relay contact 1 : NPN open collector 2 : PNP open collector 3 : Relay contact + 4-20mADC output 4 : Relay contact + RS485 output 5 : BCD Dynamic output 6 : Low speed serial output
108130520 | MT4W-AV-11 | 3743.4375 | 4 Digit | W96 X H48 X L100mm | 12-24VDC | DC 5A, 2A, 0.5A, 0.2A, 50mA, 20mA, 5mA, 2mA | N : Indication type (No output function) 0 : Relay contact 1 : NPN open collector 2 : PNP open collector 3 : Relay contact + 4-20mADC output 4 : Relay contact + RS485 output 5 : BCD Dynamic output 6 : Low speed serial output
108130530 | MT4W-AV-12 | 4356 | 4 Digit | W96 X H48 X L100mm | 12-24VDC | DC 5A, 2A, 0.5A, 0.2A, 50mA, 20mA, 5mA, 2mA | N : Indication type (No output function) 0 : Relay contact 1 : NPN open collector 2 : PNP open collector 3 : Relay contact + 4-20mADC output 4 : Relay contact + RS485 output 5 : BCD Dynamic output 6 : Low speed serial output
108130540 | MT4W-AV-13 | 4356 | 4 Digit | W96 X H48 X L100mm | 12-24VDC | DC 5A, 2A, 0.5A, 0.2A, 50mA, 20mA, 5mA, 2mA | N : Indication type (No output function) 0 : Relay contact 1 : NPN open collector 2 : PNP open collector 3 : Relay contact + 4-20mADC output 4 : Relay contact + RS485 output 5 : BCD Dynamic output 6 : Low speed serial output
108130550 | MT4W-AV-14 | 4356 | 4 Digit | W96 X H48 X L100mm | 12-24VDC | DC 5A, 2A, 0.5A, 0.2A, 50mA, 20mA, 5mA, 2mA | N : Indication type (No output function) 0 : Relay contact 1 : NPN open collector 2 : PNP open collector 3 : Relay contact + 4-20mADC output 4 : Relay contact + RS485 output 5 : BCD Dynamic output 6 : Low speed serial output
108130560 | MT4W-AV-15 | 4356 | 4 Digit | W96 X H48 X L100mm | 12-24VDC | DC 5A, 2A, 0.5A, 0.2A, 50mA, 20mA, 5mA, 2mA | N : Indication type (No output function) 0 : Relay contact 1 : NPN open collector 2 : PNP open collector 3 : Relay contact + 4-20mADC output 4 : Relay contact + RS485 output 5 : BCD Dynamic output 6 : Low speed serial output
108130570 | MT4W-AV-16 | 4356 | 4 Digit | W96 X H48 X L100mm | 12-24VDC | DC 5A, 2A, 0.5A, 0.2A, 50mA, 20mA, 5mA, 2mA | N : Indication type (No output function) 0 : Relay contact 1 : NPN open collector 2 : PNP open collector 3 : Relay contact + 4-20mADC output 4 : Relay contact + RS485 output 5 : BCD Dynamic output 6 : Low speed serial output
108130580 | MT4W-AV-17 | 4356 | 4 Digit | W96 X H48 X L100mm | 12-24VDC | DC 5A, 2A, 0.5A, 0.2A, 50mA, 20mA, 5mA, 2mA | N : Indication type (No output function) 0 : Relay contact 1 : NPN open collector 2 : PNP open collector 3 : Relay contact + 4-20mADC output 4 : Relay contact + RS485 output 5 : BCD Dynamic output 6 : Low speed serial output
108130590 | MT4W-AV-18 | 4356 | 4 Digit | W96 X H48 X L100mm | 12-24VDC | DC 5A, 2A, 0.5A, 0.2A, 50mA, 20mA, 5mA, 2mA | N : Indication type (No output function) 0 : Relay contact 1 : NPN open collector 2 : PNP open collector 3 : Relay contact + 4-20mADC output 4 : Relay contact + RS485 output 5 : BCD Dynamic output 6 : Low speed serial output
108130600 | MT4W-AV-19 | 4356 | 4 Digit | W96 X H48 X L100mm | 12-24VDC | DC 5A, 2A, 0.5A, 0.2A, 50mA, 20mA, 5mA, 2mA | N : Indication type (No output function) 0 : Relay contact 1 : NPN open collector 2 : PNP open collector 3 : Relay contact + 4-20mADC output 4 : Relay contact + RS485 output 5 : BCD Dynamic output 6 : Low speed serial output
108130710 | MT4W-AA-1N | 2178 | 4 Digit | W96 X H48 X L100mm | 12-24VDC | AC Ampare (5A, 2.5A, 1A, 0.5A, 0.25A, 0.1A, 50mA) | N : Indication type (No output function) 0 : Relay contact 1 : NPN open collector 2 : PNP open collector 3 : Relay contact + 4-20mADC output 4 : Relay contact + RS485 output 5 : BCD Dynamic output 6 : Low speed serial output
108130720 | MT4W-AA-11 | 3743.4375 | 4 Digit | W96 X H48 X L100mm | 12-24VDC | AC Ampare (5A, 2.5A, 1A, 0.5A, 0.25A, 0.1A, 50mA) | N : Indication type (No output function) 0 : Relay contact 1 : NPN open collector 2 : PNP open collector 3 : Relay contact + 4-20mADC output 4 : Relay contact + RS485 output 5 : BCD Dynamic output 6 : Low speed serial output
108130730 | MT4W-AA-12 | 4356 | 4 Digit | W96 X H48 X L100mm | 12-24VDC | AC Ampare (5A, 2.5A, 1A, 0.5A, 0.25A, 0.1A, 50mA) | N : Indication type (No output function) 0 : Relay contact 1 : NPN open collector 2 : PNP open collector 3 : Relay contact + 4-20mADC output 4 : Relay contact + RS485 output 5 : BCD Dynamic output 6 : Low speed serial output
108130740 | MT4W-AA-13 | 4356 | 4 Digit | W96 X H48 X L100mm | 12-24VDC | AC Ampare (5A, 2.5A, 1A, 0.5A, 0.25A, 0.1A, 50mA) | N : Indication type (No output function) 0 : Relay contact 1 : NPN open collector 2 : PNP open collector 3 : Relay contact + 4-20mADC output 4 : Relay contact + RS485 output 5 : BCD Dynamic output 6 : Low speed serial output
108130750 | MT4W-AA-14 | 4356 | 4 Digit | W96 X H48 X L100mm | 12-24VDC | AC Ampare (5A, 2.5A, 1A, 0.5A, 0.25A, 0.1A, 50mA) | N : Indication type (No output function) 0 : Relay contact 1 : NPN open collector 2 : PNP open collector 3 : Relay contact + 4-20mADC output 4 : Relay contact + RS485 output 5 : BCD Dynamic output 6 : Low speed serial output
108130760 | MT4W-AA-15 | 4356 | 4 Digit | W96 X H48 X L100mm | 12-24VDC | AC Ampare (5A, 2.5A, 1A, 0.5A, 0.25A, 0.1A, 50mA) | N : Indication type (No output function) 0 : Relay contact 1 : NPN open collector 2 : PNP open collector 3 : Relay contact + 4-20mADC output 4 : Relay contact + RS485 output 5 : BCD Dynamic output 6 : Low speed serial output
108130770 | MT4W-AA-16 | 4356 | 4 Digit | W96 X H48 X L100mm | 12-24VDC | AC Ampare (5A, 2.5A, 1A, 0.5A, 0.25A, 0.1A, 50mA) | N : Indication type (No output function) 0 : Relay contact 1 : NPN open collector 2 : PNP open collector 3 : Relay contact + 4-20mADC output 4 : Relay contact + RS485 output 5 : BCD Dynamic output 6 : Low speed serial output
108130780 | MT4W-AA-17 | 4356 | 4 Digit | W96 X H48 X L100mm | 12-24VDC | AC Ampare (5A, 2.5A, 1A, 0.5A, 0.25A, 0.1A, 50mA) | N : Indication type (No output function) 0 : Relay contact 1 : NPN open collector 2 : PNP open collector 3 : Relay contact + 4-20mADC output 4 : Relay contact + RS485 output 5 : BCD Dynamic output 6 : Low speed serial output
108130790 | MT4W-AA-18 | 4356 | 4 Digit | W96 X H48 X L100mm | 12-24VDC | AC Ampare (5A, 2.5A, 1A, 0.5A, 0.25A, 0.1A, 50mA) | N : Indication type (No output function) 0 : Relay contact 1 : NPN open collector 2 : PNP open collector 3 : Relay contact + 4-20mADC output 4 : Relay contact + RS485 output 5 : BCD Dynamic output 6 : Low speed serial output
108130800 | MT4W-AA-19 | 4356 | 4 Digit | W96 X H48 X L100mm | 12-24VDC | AC Ampare (5A, 2.5A, 1A, 0.5A, 0.25A, 0.1A, 50mA) | N : Indication type (No output function) 0 : Relay contact 1 : NPN open collector 2 : PNP open collector 3 : Relay contact + 4-20mADC output 4 : Relay contact + RS485 output 5 : BCD Dynamic output 6 : Low speed serial output
108130810 | MT4W-DV-10 | 4083.75 | 4 Digit | W96 X H48 X L100mm | 12-24VDC | DC Voltage (500V, 100V,50V,10V, 1V, 0.25V, 50mV) | N : Indication type (No output function) 0 : Relay contact 1 : NPN open collector 2 : PNP open collector 3 : Relay contact + 4-20mADC output 4 : Relay contact + RS485 output 5 : BCD Dynamic output 6 : Low speed serial output
108130820 | MT4W-DA-10 | 4083.75 | 4 Digit | W96 X H48 X L100mm | 12-24VDC | DC Ampare (5A, 2A, 0.5A, 0.2A, 50mA, 20mA, 5mA, 2mA) | N : Indication type (No output function) 0 : Relay contact 1 : NPN open collector 2 : PNP open collector 3 : Relay contact + 4-20mADC output 4 : Relay contact + RS485 output 5 : BCD Dynamic output 6 : Low speed serial output
108130830 | MT4W-AV-10 | 4356 | 4 Digit | W96 X H48 X L100mm | 12-24VDC | DC 5A, 2A, 0.5A, 0.2A, 50mA, 20mA, 5mA, 2mA | N : Indication type (No output function) 0 : Relay contact 1 : NPN open collector 2 : PNP open collector 3 : Relay contact + 4-20mADC output 4 : Relay contact + RS485 output 5 : BCD Dynamic output 6 : Low speed serial output
108130840 | MT4W-AA-10 | 4356 | 4 Digit | W96 X H48 X L100mm | 12-24VDC | AC Ampare (5A, 2.5A, 1A, 0.5A, 0.25A, 0.1A, 50mA) | N : Indication type (No output function) 0 : Relay contact 1 : NPN open collector 2 : PNP open collector 3 : Relay contact + 4-20mADC output 4 : Relay contact + RS485 output 5 : BCD Dynamic output 6 : Low speed serial output | DC Power Only
108131010 | MT4W-DV-4N | 2041.875 | 4 Digit | W96 X H48 X L100mm | 0-N | DC Voltage (500V, 100V,50V,10V, 1V, 0.25V, 50mV) | N : Indication type (No output function) 0 : Relay contact + 4-20mADC 1 : Relay contact output 2 : NPN open collector + BCD Dynamic output 3 : PNP open collector + BCD Dynamic output 4 : NPN open collector + 4-20mADC output 5 : PNP open collector + 4-20mADC output 6 : NPN open collector + Low speed serial output 7 : PNP open collector + Low speed serial output 8 : NPN open collector + RS485 output 9 : PNP open collector + RS485 output
108131020 | MT4W-DV-40 | 4083.75 | 4 Digit | W96 X H48 X L100mm | RY/CUR-N | DC Voltage (500V, 100V,50V,10V, 1V, 0.25V, 50mV) | N : Indication type (No output function) 0 : Relay contact + 4-20mADC 1 : Relay contact output 2 : NPN open collector + BCD Dynamic output 3 : PNP open collector + BCD Dynamic output 4 : NPN open collector + 4-20mADC output 5 : PNP open collector + 4-20mADC output 6 : NPN open collector + Low speed serial output 7 : PNP open collector + Low speed serial output 8 : NPN open collector + RS485 output 9 : PNP open collector + RS485 output
108131030 | MT4W-DV-41 | 3539.25 | 4 Digit | W96 X H48 X L100mm | RY-N | DC Voltage (500V, 100V,50V,10V, 1V, 0.25V, 50mV) | N : Indication type (No output function) 0 : Relay contact + 4-20mADC 1 : Relay contact output 2 : NPN open collector + BCD Dynamic output 3 : PNP open collector + BCD Dynamic output 4 : NPN open collector + 4-20mADC output 5 : PNP open collector + 4-20mADC output 6 : NPN open collector + Low speed serial output 7 : PNP open collector + Low speed serial output 8 : NPN open collector + RS485 output 9 : PNP open collector + RS485 output
108131040 | MT4W-DV-42 | 4083.75 | 4 Digit | W96 X H48 X L100mm | NPN/BCD-N | DC Voltage (500V, 100V,50V,10V, 1V, 0.25V, 50mV) | N : Indication type (No output function) 0 : Relay contact + 4-20mADC 1 : Relay contact output 2 : NPN open collector + BCD Dynamic output 3 : PNP open collector + BCD Dynamic output 4 : NPN open collector + 4-20mADC output 5 : PNP open collector + 4-20mADC output 6 : NPN open collector + Low speed serial output 7 : PNP open collector + Low speed serial output 8 : NPN open collector + RS485 output 9 : PNP open collector + RS485 output
108131050 | MT4W-DV-43 | 4083.75 | 4 Digit | W96 X H48 X L100mm | PNP/BCD-N | DC Voltage (500V, 100V,50V,10V, 1V, 0.25V, 50mV) | N : Indication type (No output function) 0 : Relay contact + 4-20mADC 1 : Relay contact output 2 : NPN open collector + BCD Dynamic output 3 : PNP open collector + BCD Dynamic output 4 : NPN open collector + 4-20mADC output 5 : PNP open collector + 4-20mADC output 6 : NPN open collector + Low speed serial output 7 : PNP open collector + Low speed serial output 8 : NPN open collector + RS485 output 9 : PNP open collector + RS485 output
108131060 | MT4W-DV-44 | 4083.75 | 4 Digit | W96 X H48 X L100mm | NPN/CUR-N | DC Voltage (500V, 100V,50V,10V, 1V, 0.25V, 50mV) | N : Indication type (No output function) 0 : Relay contact + 4-20mADC 1 : Relay contact output 2 : NPN open collector + BCD Dynamic output 3 : PNP open collector + BCD Dynamic output 4 : NPN open collector + 4-20mADC output 5 : PNP open collector + 4-20mADC output 6 : NPN open collector + Low speed serial output 7 : PNP open collector + Low speed serial output 8 : NPN open collector + RS485 output 9 : PNP open collector + RS485 output
108131070 | MT4W-DV-45 | 4083.75 | 4 Digit | W96 X H48 X L100mm | PNP/CUR-N | DC Voltage (500V, 100V,50V,10V, 1V, 0.25V, 50mV) | N : Indication type (No output function) 0 : Relay contact + 4-20mADC 1 : Relay contact output 2 : NPN open collector + BCD Dynamic output 3 : PNP open collector + BCD Dynamic output 4 : NPN open collector + 4-20mADC output 5 : PNP open collector + 4-20mADC output 6 : NPN open collector + Low speed serial output 7 : PNP open collector + Low speed serial output 8 : NPN open collector + RS485 output 9 : PNP open collector + RS485 output
108131080 | MT4W-DV-46 | 4083.75 | 4 Digit | W96 X H48 X L100mm | NPN/SERIAL-N | DC Voltage (500V, 100V,50V,10V, 1V, 0.25V, 50mV) | N : Indication type (No output function) 0 : Relay contact + 4-20mADC 1 : Relay contact output 2 : NPN open collector + BCD Dynamic output 3 : PNP open collector + BCD Dynamic output 4 : NPN open collector + 4-20mADC output 5 : PNP open collector + 4-20mADC output 6 : NPN open collector + Low speed serial output 7 : PNP open collector + Low speed serial output 8 : NPN open collector + RS485 output 9 : PNP open collector + RS485 output
108131090 | MT4W-DV-47 | 4083.75 | 4 Digit | W96 X H48 X L100mm | PNP/SERIAL-N | DC Voltage (500V, 100V,50V,10V, 1V, 0.25V, 50mV) | N : Indication type (No output function) 0 : Relay contact + 4-20mADC 1 : Relay contact output 2 : NPN open collector + BCD Dynamic output 3 : PNP open collector + BCD Dynamic output 4 : NPN open collector + 4-20mADC output 5 : PNP open collector + 4-20mADC output 6 : NPN open collector + Low speed serial output 7 : PNP open collector + Low speed serial output 8 : NPN open collector + RS485 output 9 : PNP open collector + RS485 output
108131100 | MT4W-DV-48 | 4083.75 | 4 Digit | W96 X H48 X L100mm | NPN/485-N | DC Voltage (500V, 100V,50V,10V, 1V, 0.25V, 50mV) | N : Indication type (No output function) 0 : Relay contact + 4-20mADC 1 : Relay contact output 2 : NPN open collector + BCD Dynamic output 3 : PNP open collector + BCD Dynamic output 4 : NPN open collector + 4-20mADC output 5 : PNP open collector + 4-20mADC output 6 : NPN open collector + Low speed serial output 7 : PNP open collector + Low speed serial output 8 : NPN open collector + RS485 output 9 : PNP open collector + RS485 output
108131110 | MT4W-DV-49 | 4083.75 | 4 Digit | W96 X H48 X L100mm | PNP/485-N | DC Voltage (500V, 100V,50V,10V, 1V, 0.25V, 50mV) | N : Indication type (No output function) 0 : Relay contact + 4-20mADC 1 : Relay contact output 2 : NPN open collector + BCD Dynamic output 3 : PNP open collector + BCD Dynamic output 4 : NPN open collector + 4-20mADC output 5 : PNP open collector + 4-20mADC output 6 : NPN open collector + Low speed serial output 7 : PNP open collector + Low speed serial output 8 : NPN open collector + RS485 output 9 : PNP open collector + RS485 output
108132010 | MT4W-DA-4N | 2041.875 | 4 Digit | W96 X H48 X L100mm | 0-N | DC Ampare (5A, 2A, 0.5A, 0.2A, 50mA, 20mA, 5mA, 2mA) | N : Indication type (No output function) 0 : Relay contact + 4-20mADC 1 : Relay contact output 2 : NPN open collector + BCD Dynamic output 3 : PNP open collector + BCD Dynamic output 4 : NPN open collector + 4-20mADC output 5 : PNP open collector + 4-20mADC output 6 : NPN open collector + Low speed serial output 7 : PNP open collector + Low speed serial output 8 : NPN open collector + RS485 output 9 : PNP open collector + RS485 output
108132020 | MT4W-DA-40 | 4083.75 | 4 Digit | W96 X H48 X L100mm | RY/CUR-N | DC Ampare (5A, 2A, 0.5A, 0.2A, 50mA, 20mA, 5mA, 2mA) | N : Indication type (No output function) 0 : Relay contact + 4-20mADC 1 : Relay contact output 2 : NPN open collector + BCD Dynamic output 3 : PNP open collector + BCD Dynamic output 4 : NPN open collector + 4-20mADC output 5 : PNP open collector + 4-20mADC output 6 : NPN open collector + Low speed serial output 7 : PNP open collector + Low speed serial output 8 : NPN open collector + RS485 output 9 : PNP open collector + RS485 output
108132030 | MT4W-DA-41 | 3539.25 | 4 Digit | W96 X H48 X L100mm | RY-N | DC Ampare (5A, 2A, 0.5A, 0.2A, 50mA, 20mA, 5mA, 2mA) | N : Indication type (No output function) 0 : Relay contact + 4-20mADC 1 : Relay contact output 2 : NPN open collector + BCD Dynamic output 3 : PNP open collector + BCD Dynamic output 4 : NPN open collector + 4-20mADC output 5 : PNP open collector + 4-20mADC output 6 : NPN open collector + Low speed serial output 7 : PNP open collector + Low speed serial output 8 : NPN open collector + RS485 output 9 : PNP open collector + RS485 output
108132040 | MT4W-DA-42 | 4083.75 | 4 Digit | W96 X H48 X L100mm | NPN/BCD-N | DC Ampare (5A, 2A, 0.5A, 0.2A, 50mA, 20mA, 5mA, 2mA) | N : Indication type (No output function) 0 : Relay contact + 4-20mADC 1 : Relay contact output 2 : NPN open collector + BCD Dynamic output 3 : PNP open collector + BCD Dynamic output 4 : NPN open collector + 4-20mADC output 5 : PNP open collector + 4-20mADC output 6 : NPN open collector + Low speed serial output 7 : PNP open collector + Low speed serial output 8 : NPN open collector + RS485 output 9 : PNP open collector + RS485 output
108132050 | MT4W-DA-43 | 4083.75 | 4 Digit | W96 X H48 X L100mm | PNP/BCD-N | DC Ampare (5A, 2A, 0.5A, 0.2A, 50mA, 20mA, 5mA, 2mA) | N : Indication type (No output function) 0 : Relay contact + 4-20mADC 1 : Relay contact output 2 : NPN open collector + BCD Dynamic output 3 : PNP open collector + BCD Dynamic output 4 : NPN open collector + 4-20mADC output 5 : PNP open collector + 4-20mADC output 6 : NPN open collector + Low speed serial output 7 : PNP open collector + Low speed serial output 8 : NPN open collector + RS485 output 9 : PNP open collector + RS485 output
108132060 | MT4W-DA-44 | 4083.75 | 4 Digit | W96 X H48 X L100mm | NPN/CUR-N | DC Ampare (5A, 2A, 0.5A, 0.2A, 50mA, 20mA, 5mA, 2mA) | N : Indication type (No output function) 0 : Relay contact + 4-20mADC 1 : Relay contact output 2 : NPN open collector + BCD Dynamic output 3 : PNP open collector + BCD Dynamic output 4 : NPN open collector + 4-20mADC output 5 : PNP open collector + 4-20mADC output 6 : NPN open collector + Low speed serial output 7 : PNP open collector + Low speed serial output 8 : NPN open collector + RS485 output 9 : PNP open collector + RS485 output
108132070 | MT4W-DA-45 | 4083.75 | 4 Digit | W96 X H48 X L100mm | PNP/CUR-N | DC Ampare (5A, 2A, 0.5A, 0.2A, 50mA, 20mA, 5mA, 2mA) | N : Indication type (No output function) 0 : Relay contact + 4-20mADC 1 : Relay contact output 2 : NPN open collector + BCD Dynamic output 3 : PNP open collector + BCD Dynamic output 4 : NPN open collector + 4-20mADC output 5 : PNP open collector + 4-20mADC output 6 : NPN open collector + Low speed serial output 7 : PNP open collector + Low speed serial output 8 : NPN open collector + RS485 output 9 : PNP open collector + RS485 output
108132080 | MT4W-DA-46 | 4083.75 | 4 Digit | W96 X H48 X L100mm | NPN/SERIAL-N | DC Ampare (5A, 2A, 0.5A, 0.2A, 50mA, 20mA, 5mA, 2mA) | N : Indication type (No output function) 0 : Relay contact + 4-20mADC 1 : Relay contact output 2 : NPN open collector + BCD Dynamic output 3 : PNP open collector + BCD Dynamic output 4 : NPN open collector + 4-20mADC output 5 : PNP open collector + 4-20mADC output 6 : NPN open collector + Low speed serial output 7 : PNP open collector + Low speed serial output 8 : NPN open collector + RS485 output 9 : PNP open collector + RS485 output
108132090 | MT4W-DA-47 | 4083.75 | 4 Digit | W96 X H48 X L100mm | PNP/SERIAL-N | DC Ampare (5A, 2A, 0.5A, 0.2A, 50mA, 20mA, 5mA, 2mA) | N : Indication type (No output function) 0 : Relay contact + 4-20mADC 1 : Relay contact output 2 : NPN open collector + BCD Dynamic output 3 : PNP open collector + BCD Dynamic output 4 : NPN open collector + 4-20mADC output 5 : PNP open collector + 4-20mADC output 6 : NPN open collector + Low speed serial output 7 : PNP open collector + Low speed serial output 8 : NPN open collector + RS485 output 9 : PNP open collector + RS485 output
108132100 | MT4W-DA-48 | 4083.75 | 4 Digit | W96 X H48 X L100mm | NPN/485-N | DC Ampare (5A, 2A, 0.5A, 0.2A, 50mA, 20mA, 5mA, 2mA) | N : Indication type (No output function) 0 : Relay contact + 4-20mADC 1 : Relay contact output 2 : NPN open collector + BCD Dynamic output 3 : PNP open collector + BCD Dynamic output 4 : NPN open collector + 4-20mADC output 5 : PNP open collector + 4-20mADC output 6 : NPN open collector + Low speed serial output 7 : PNP open collector + Low speed serial output 8 : NPN open collector + RS485 output 9 : PNP open collector + RS485 output
108132110 | MT4W-DA-49 | 4083.75 | 4 Digit | W96 X H48 X L100mm | PNP/485-N | DC Ampare (5A, 2A, 0.5A, 0.2A, 50mA, 20mA, 5mA, 2mA) | N : Indication type (No output function) 0 : Relay contact + 4-20mADC 1 : Relay contact output 2 : NPN open collector + BCD Dynamic output 3 : PNP open collector + BCD Dynamic output 4 : NPN open collector + 4-20mADC output 5 : PNP open collector + 4-20mADC output 6 : NPN open collector + Low speed serial output 7 : PNP open collector + Low speed serial output 8 : NPN open collector + RS485 output 9 : PNP open collector + RS485 output
108133010 | MT4W-AV-4N | 2178 | 4 Digit | W96 X H48 X L100mm | 0-N | AC Voltage (500V, 250V, 110V(P), 50V, 20V, 10V, 2V, 1V) | N : Indication type (No output function) 0 : Relay contact + 4-20mADC 1 : Relay contact output 2 : NPN open collector + BCD Dynamic output 3 : PNP open collector + BCD Dynamic output 4 : NPN open collector + 4-20mADC output 5 : PNP open collector + 4-20mADC output 6 : NPN open collector + Low speed serial output 7 : PNP open collector + Low speed serial output 8 : NPN open collector + RS485 output 9 : PNP open collector + RS485 output | 110V(P) is for 440VAC/110VAC P.T
108133020 | MT4W-AV-40 | 4356 | 4 Digit | W96 X H48 X L100mm | RY/CUR-N | AC Voltage (500V, 250V, 110V(P), 50V, 20V, 10V, 2V, 1V) | N : Indication type (No output function) 0 : Relay contact + 4-20mADC 1 : Relay contact output 2 : NPN open collector + BCD Dynamic output 3 : PNP open collector + BCD Dynamic output 4 : NPN open collector + 4-20mADC output 5 : PNP open collector + 4-20mADC output 6 : NPN open collector + Low speed serial output 7 : PNP open collector + Low speed serial output 8 : NPN open collector + RS485 output 9 : PNP open collector + RS485 output
108133030 | MT4W-AV-41 | 3743.4375 | 4 Digit | W96 X H48 X L100mm | RY-N | AC Voltage (500V, 250V, 110V(P), 50V, 20V, 10V, 2V, 1V) | N : Indication type (No output function) 0 : Relay contact + 4-20mADC 1 : Relay contact output 2 : NPN open collector + BCD Dynamic output 3 : PNP open collector + BCD Dynamic output 4 : NPN open collector + 4-20mADC output 5 : PNP open collector + 4-20mADC output 6 : NPN open collector + Low speed serial output 7 : PNP open collector + Low speed serial output 8 : NPN open collector + RS485 output 9 : PNP open collector + RS485 output
108133040 | MT4W-AV-42 | 4356 | 4 Digit | W96 X H48 X L100mm | NPN/BCD-N | AC Voltage (500V, 250V, 110V(P), 50V, 20V, 10V, 2V, 1V) |  | 110V(P) is for 440VAC/110VAC P.T
108133050 | MT4W-AV-43 | 4356 | 4 Digit | W96 X H48 X L100mm | PNP/BCD-N | AC Voltage (500V, 250V, 110V(P), 50V, 20V, 10V, 2V, 1V)
108133060 | MT4W-AV-44 | 4356 | 4 Digit | W96 X H48 X L100mm | NPN/CUR-N | AC Voltage (500V, 250V, 110V(P), 50V, 20V, 10V, 2V, 1V)
108133070 | MT4W-AV-45 | 4356 | 4 Digit | W96 X H48 X L100mm | PNP/CUR-N | AC Voltage (500V, 250V, 110V(P), 50V, 20V, 10V, 2V, 1V)
108133080 | MT4W-AV-46 | 4356 | 4 Digit | W96 X H48 X L100mm | NPN/SERIAL-N | AC Voltage (500V, 250V, 110V(P), 50V, 20V, 10V, 2V, 1V)
108133090 | MT4W-AV-47 | 4356 | 4 Digit | W96 X H48 X L100mm | PNP/SERIAL-N | AC Voltage (500V, 250V, 110V(P), 50V, 20V, 10V, 2V, 1V)
108133100 | MT4W-AV-48 | 4356 | 4 Digit | W96 X H48 X L100mm | NPN/485-N | AC Voltage (500V, 250V, 110V(P), 50V, 20V, 10V, 2V, 1V)
108133110 | MT4W-AV-49 | 4356 | 4 Digit | W96 X H48 X L100mm | PNP/485-N | AC Voltage (500V, 250V, 110V(P), 50V, 20V, 10V, 2V, 1V)
108134010 | MT4W-AA-4N | 2178 | 4 Digit | W96 X H48 X L100mm | 0-N | AC Ampare (5A, 2.5A, 1A, 0.5A, 0.25A, 0.1A, 50mA) | N : Indication type (No output function) 0 : Relay contact + 4-20mADC 1 : Relay contact output 2 : NPN open collector + BCD Dynamic output 3 : PNP open collector + BCD Dynamic output 4 : NPN open collector + 4-20mADC output 5 : PNP open collector + 4-20mADC output 6 : NPN open collector + Low speed serial output 7 : PNP open collector + Low speed serial output 8 : NPN open collector + RS485 output 9 : PNP open collector + RS485 output
108134020 | MT4W-AA-40 | 4356 | 4 Digit | W96 X H48 X L100mm | RY/CUR-N | AC Ampare (5A, 2.5A, 1A, 0.5A, 0.25A, 0.1A, 50mA) | N : Indication type (No output function) 0 : Relay contact + 4-20mADC 1 : Relay contact output 2 : NPN open collector + BCD Dynamic output 3 : PNP open collector + BCD Dynamic output 4 : NPN open collector + 4-20mADC output 5 : PNP open collector + 4-20mADC output 6 : NPN open collector + Low speed serial output 7 : PNP open collector + Low speed serial output 8 : NPN open collector + RS485 output 9 : PNP open collector + RS485 output
108134030 | MT4W-AA-41 | 3743.4375 | 4 Digit | W96 X H48 X L100mm | RY-N | AC Ampare (5A, 2.5A, 1A, 0.5A, 0.25A, 0.1A, 50mA) | N : Indication type (No output function) 0 : Relay contact + 4-20mADC 1 : Relay contact output 2 : NPN open collector + BCD Dynamic output 3 : PNP open collector + BCD Dynamic output 4 : NPN open collector + 4-20mADC output 5 : PNP open collector + 4-20mADC output 6 : NPN open collector + Low speed serial output 7 : PNP open collector + Low speed serial output 8 : NPN open collector + RS485 output 9 : PNP open collector + RS485 output
108134040 | MT4W-AA-42 | 4356 | 4 Digit | W96 X H48 X L100mm | NPN/BCD-N | AC Ampare (5A, 2.5A, 1A, 0.5A, 0.25A, 0.1A, 50mA)
108134050 | MT4W-AA-43 | 4356 | 4 Digit | W96 X H48 X L100mm | PNP/BCD-N | AC Ampare (5A, 2.5A, 1A, 0.5A, 0.25A, 0.1A, 50mA)
108134060 | MT4W-AA-44 | 4356 | 4 Digit | W96 X H48 X L100mm | NPN/CUR-N | AC Ampare (5A, 2.5A, 1A, 0.5A, 0.25A, 0.1A, 50mA)
108134070 | MT4W-AA-45 | 4356 | 4 Digit | W96 X H48 X L100mm | PNP/CUR-N | AC Ampare (5A, 2.5A, 1A, 0.5A, 0.25A, 0.1A, 50mA)
108134080 | MT4W-AA-46 | 4356 | 4 Digit | W96 X H48 X L100mm | NPN/SERIAL-N | AC Ampare (5A, 2.5A, 1A, 0.5A, 0.25A, 0.1A, 50mA)
108134090 | MT4W-AA-47 | 4356 | 4 Digit | W96 X H48 X L100mm | PNP/SERIAL-N | AC Ampare (5A, 2.5A, 1A, 0.5A, 0.25A, 0.1A, 50mA)
108134100 | MT4W-AA-48 | 4356 | 4 Digit | W96 X H48 X L100mm | NPN/485-N | AC Ampare (5A, 2.5A, 1A, 0.5A, 0.25A, 0.1A, 50mA)
108134110 | MT4W-AA-49 | 4356 | 4 Digit | W96 X H48 X L100mm | PNP/485-N | AC Ampare (5A, 2.5A, 1A, 0.5A, 0.25A, 0.1A, 50mA)
108141000 | M4NS-NA | 1701.5625 | 3½ digit | W48 X H24 X L59mm | DC4-20MA |  |  | Loop powered type
108151000 | M4YS-NA | 2246.0625 | 3½ digit (1999) | W72 X H36 X L93mm | DC4-20MA
108170010 | MT4Y-DV-4N | 2109.9375 | 4 Digit | W72 X H36 X L77mm | 0 | DC 500V, 100V,50V,10V, 1V, 0.25V, 50mV | N : Indication type (No output function) 0 : Relay contact 1 : NPN open collector 2 : PNP open collector 3 : Relay contact + 4-20mADC output 4 : Relay contact + RS485 output 5 : BCD Dynamic output 6 : Low speed serial output
108170020 | MT4Y-DV-40 | 4083.75 | 4 Digit | W72 X H36 X L77mm | RY | DC 500V, 100V,50V,10V, 1V, 0.25V, 50mV
108170030 | MT4Y-DV-41 | 4083.75 | 4 Digit | W72 X H36 X L77mm | NPN | DC 500V, 100V,50V,10V, 1V, 0.25V, 50mV
108170040 | MT4Y-DV-42 | 4083.75 | 4 Digit | W72 X H36 X L77mm | PNP | DC 500V, 100V,50V,10V, 1V, 0.25V, 50mV
108170050 | MT4Y-DV-43 | 4083.75 | 4 Digit | W72 X H36 X L77mm | RY/CUR | DC 500V, 100V,50V,10V, 1V, 0.25V, 50mV
108170060 | MT4Y-DV-44 | 4083.75 | 4 Digit | W72 X H36 X L77mm | RY/RS485 | DC 500V, 100V,50V,10V, 1V, 0.25V, 50mV
108170061 | MT4Y-XDV-44 | 0 |  |  | 100-240VAC
108170070 | MT4Y-DV-45 | 4083.75 | 4 Digit | W72 X H36 X L77mm | BCD | DC 500V, 100V,50V,10V, 1V, 0.25V, 50mV
108170080 | MT4Y-DV-46 | 4083.75 | 4 Digit | W72 X H36 X L77mm | SERIAL | DC 500V, 100V,50V,10V, 1V, 0.25V, 50mV | N : Indication type (No output function) 0 : Relay contact 1 : NPN open collector 2 : PNP open collector 3 : Relay contact + 4-20mADC output 4 : Relay contact + RS485 output 5 : BCD Dynamic output 6 : Low speed serial output
108170110 | MT4Y-DA-4N | 2109.9375 | 4 Digit | W72 X H36 X L77mm | 0 | AC 500V, 250V, 110V(P), 50V, 20V, 10V, 2V, 1V | N : Indication type (No output function) 0 : Relay contact 1 : NPN open collector 2 : PNP open collector 3 : Relay contact + 4-20mADC output 4 : Relay contact + RS485 output 5 : BCD Dynamic output 6 : Low speed serial output
108170120 | MT4Y-DA-40 | 4083.75 | 4 Digit | W72 X H36 X L77mm | RY | AC 500V, 250V, 110V(P), 50V, 20V, 10V, 2V, 1V | N : Indication type (No output function) 0 : Relay contact 1 : NPN open collector 2 : PNP open collector 3 : Relay contact + 4-20mADC output 4 : Relay contact + RS485 output 5 : BCD Dynamic output 6 : Low speed serial output
108170130 | MT4Y-DA-41 | 4083.75 | 4 Digit | W72 X H36 X L77mm | NPN | AC 500V, 250V, 110V(P), 50V, 20V, 10V, 2V, 1V | N : Indication type (No output function) 0 : Relay contact 1 : NPN open collector 2 : PNP open collector 3 : Relay contact + 4-20mADC output 4 : Relay contact + RS485 output 5 : BCD Dynamic output 6 : Low speed serial output
108170140 | MT4Y-DA-42 | 4083.75 | 4 Digit | W72 X H36 X L77mm | PNP | AC 500V, 250V, 110V(P), 50V, 20V, 10V, 2V, 1V | N : Indication type (No output function) 0 : Relay contact 1 : NPN open collector 2 : PNP open collector 3 : Relay contact + 4-20mADC output 4 : Relay contact + RS485 output 5 : BCD Dynamic output 6 : Low speed serial output
108170150 | MT4Y-DA-43 | 4083.75 | 4 Digit | W72 X H36 X L77mm | RY/CUR | AC 500V, 250V, 110V(P), 50V, 20V, 10V, 2V, 1V | N : Indication type (No output function) 0 : Relay contact 1 : NPN open collector 2 : PNP open collector 3 : Relay contact + 4-20mADC output 4 : Relay contact + RS485 output 5 : BCD Dynamic output 6 : Low speed serial output
108170160 | MT4Y-DA-44 | 4083.75 | 4 Digit | W72 X H36 X L77mm | RY/RS485 | AC 500V, 250V, 110V(P), 50V, 20V, 10V, 2V, 1V | N : Indication type (No output function) 0 : Relay contact 1 : NPN open collector 2 : PNP open collector 3 : Relay contact + 4-20mADC output 4 : Relay contact + RS485 output 5 : BCD Dynamic output 6 : Low speed serial output
108170161 | MT4Y-XDA-44 | 0 |  |  | 100-240VAC
108170170 | MT4Y-DA-45 | 4083.75 | 4 Digit | W72 X H36 X L77mm | BCD | AC 500V, 250V, 110V(P), 50V, 20V, 10V, 2V, 1V | N : Indication type (No output function) 0 : Relay contact 1 : NPN open collector 2 : PNP open collector 3 : Relay contact + 4-20mADC output 4 : Relay contact + RS485 output 5 : BCD Dynamic output 6 : Low speed serial output
108170180 | MT4Y-DA-46 | 4083.75 | 4 Digit | W72 X H36 X L77mm | SERIAL | AC 500V, 250V, 110V(P), 50V, 20V, 10V, 2V, 1V | N : Indication type (No output function) 0 : Relay contact 1 : NPN open collector 2 : PNP open collector 3 : Relay contact + 4-20mADC output 4 : Relay contact + RS485 output 5 : BCD Dynamic output 6 : Low speed serial output
108170210 | MT4Y-AV-4N | 2246.0625 | 4 Digit | W72 X H36 X L77mm | 0 | DC 5A, 2A, 0.5A, 0.2A, 50mA, 20mA, 5mA, 2mA | N : Indication type (No output function) 0 : Relay contact 1 : NPN open collector 2 : PNP open collector 3 : Relay contact + 4-20mADC output 4 : Relay contact + RS485 output 5 : BCD Dynamic output 6 : Low speed serial output
108170220 | MT4Y-AV-40 | 4356 | 4 Digit | W72 X H36 X L77mm | RY | DC 5A, 2A, 0.5A, 0.2A, 50mA, 20mA, 5mA, 2mA | N : Indication type (No output function) 0 : Relay contact 1 : NPN open collector 2 : PNP open collector 3 : Relay contact + 4-20mADC output 4 : Relay contact + RS485 output 5 : BCD Dynamic output 6 : Low speed serial output
108170230 | MT4Y-AV-41 | 4356 | 4 Digit | W72 X H36 X L77mm | NPN | DC 5A, 2A, 0.5A, 0.2A, 50mA, 20mA, 5mA, 2mA | N : Indication type (No output function) 0 : Relay contact 1 : NPN open collector 2 : PNP open collector 3 : Relay contact + 4-20mADC output 4 : Relay contact + RS485 output 5 : BCD Dynamic output 6 : Low speed serial output
108170240 | MT4Y-AV-42 | 4356 | 4 Digit | W72 X H36 X L77mm | PNP | DC 5A, 2A, 0.5A, 0.2A, 50mA, 20mA, 5mA, 2mA | N : Indication type (No output function) 0 : Relay contact 1 : NPN open collector 2 : PNP open collector 3 : Relay contact + 4-20mADC output 4 : Relay contact + RS485 output 5 : BCD Dynamic output 6 : Low speed serial output
108170250 | MT4Y-AV-43 | 4356 | 4 Digit | W72 X H36 X L77mm | RY/CUR | DC 5A, 2A, 0.5A, 0.2A, 50mA, 20mA, 5mA, 2mA | N : Indication type (No output function) 0 : Relay contact 1 : NPN open collector 2 : PNP open collector 3 : Relay contact + 4-20mADC output 4 : Relay contact + RS485 output 5 : BCD Dynamic output 6 : Low speed serial output
108170260 | MT4Y-AV-44 | 4356 | 4 Digit | W72 X H36 X L77mm | RY/RS485 | DC 5A, 2A, 0.5A, 0.2A, 50mA, 20mA, 5mA, 2mA | N : Indication type (No output function) 0 : Relay contact 1 : NPN open collector 2 : PNP open collector 3 : Relay contact + 4-20mADC output 4 : Relay contact + RS485 output 5 : BCD Dynamic output 6 : Low speed serial output
108170270 | MT4Y-AV-45 | 4356 | 4 Digit | W72 X H36 X L77mm | BCD | DC 5A, 2A, 0.5A, 0.2A, 50mA, 20mA, 5mA, 2mA | N : Indication type (No output function) 0 : Relay contact 1 : NPN open collector 2 : PNP open collector 3 : Relay contact + 4-20mADC output 4 : Relay contact + RS485 output 5 : BCD Dynamic output 6 : Low speed serial output
108170280 | MT4Y-AV-46 | 4356 | 4 Digit | W72 X H36 X L77mm | SERIAL | DC 5A, 2A, 0.5A, 0.2A, 50mA, 20mA, 5mA, 2mA | N : Indication type (No output function) 0 : Relay contact 1 : NPN open collector 2 : PNP open collector 3 : Relay contact + 4-20mADC output 4 : Relay contact + RS485 output 5 : BCD Dynamic output 6 : Low speed serial output
108170310 | MT4Y-AA-4N | 2246.0625 | 4 Digit | W72 X H36 X L77mm | 0 | AC 5A, 2.5A, 1A, 0.5A, 0.25A, 0.1A, 50mA | N : Indication type (No output function) 0 : Relay contact 1 : NPN open collector 2 : PNP open collector 3 : Relay contact + 4-20mADC output 4 : Relay contact + RS485 output 5 : BCD Dynamic output 6 : Low speed serial output
108170320 | MT4Y-AA-40 | 4356 | 4 Digit | W72 X H36 X L77mm | RY | AC 5A, 2.5A, 1A, 0.5A, 0.25A, 0.1A, 50mA
108170330 | MT4Y-AA-41 | 4356 | 4 Digit | W72 X H36 X L77mm | NPN | AC 5A, 2.5A, 1A, 0.5A, 0.25A, 0.1A, 50mA
108170340 | MT4Y-AA-42 | 4356 | 4 Digit | W72 X H36 X L77mm | PNP | AC 5A, 2.5A, 1A, 0.5A, 0.25A, 0.1A, 50mA
108170350 | MT4Y-AA-43 | 4356 | 4 Digit | W72 X H36 X L77mm | RY/CUR | AC 5A, 2.5A, 1A, 0.5A, 0.25A, 0.1A, 50mA
108170360 | MT4Y-AA-44 | 4356 | 4 Digit | W72 X H36 X L77mm | RY/RS485 | AC 5A, 2.5A, 1A, 0.5A, 0.25A, 0.1A, 50mA
108170370 | MT4Y-AA-45 | 4356 | 4 Digit | W72 X H36 X L77mm | BCD | AC 5A, 2.5A, 1A, 0.5A, 0.25A, 0.1A, 50mA
108170380 | MT4Y-AA-46 | 4356 | 4 Digit | W72 X H36 X L77mm | SERIAL | AC 5A, 2.5A, 1A, 0.5A, 0.25A, 0.1A, 50mA | N : Indication type (No output function) 0 : Relay contact 1 : NPN open collector 2 : PNP open collector 3 : Relay contact + 4-20mADC output 4 : Relay contact + RS485 output 5 : BCD Dynamic output 6 : Low speed serial output
108170390 | MT4Y-AA-47 | 4356 |  |  | RY/DC0-10V
108171010 | MT4Y-XDV-4N | 0 |  |  | 100-240VAC
108171110 | MT4Y-XDA-4N | 0 |  |  | 100-240VAC
108180010 | MT4N-DV-EN | 3484.8 | 4 Digit | W48 X H24 X L83mm | 12-24VDC/AC | DC Voltage (50V, 10V,5V,1V, 250MV, 50mV) | N : Indication type (No output function) 0 : Relay contact (2 Contacts) 1 : NPN open collector(OUT1, GO, OUT2) 2 : PNP open collector(OUT1, GO, OUT2) 3 : Relay(OUT1) + PV transmitssion (DC4-20mA) output 4 : Relay(OUT1) + RS485 output | DC Power Only
108180020 | MT4N-DV-E0 | 4532.9625 | 4 Digit | W48 X H24 X L83mm | 12-24VDC/AC | DC Voltage (50V, 10V,5V,1V, 250MV, 50mV) | N : Indication type (No output function) 0 : Relay contact (2 Contacts) 1 : NPN open collector(OUT1, GO, OUT2) 2 : PNP open collector(OUT1, GO, OUT2) 3 : Relay(OUT1) + PV transmitssion (DC4-20mA) output 4 : Relay(OUT1) + RS485 output | DC Power Only
108180030 | MT4N-DV-E1 | 4532.9625 | 4 Digit | W48 X H24 X L83mm | 12-24VDC/AC | DC Voltage (50V, 10V,5V,1V, 250MV, 50mV) | N : Indication type (No output function) 0 : Relay contact (2 Contacts) 1 : NPN open collector(OUT1, GO, OUT2) 2 : PNP open collector(OUT1, GO, OUT2) 3 : Relay(OUT1) + PV transmitssion (DC4-20mA) output 4 : Relay(OUT1) + RS485 output | DC Power Only
108180040 | MT4N-DV-E2 | 4532.9625 | 4 Digit | W48 X H24 X L83mm | 12-24VDC/AC | DC Voltage (50V, 10V,5V,1V, 250MV, 50mV) | N : Indication type (No output function) 0 : Relay contact (2 Contacts) 1 : NPN open collector(OUT1, GO, OUT2) 2 : PNP open collector(OUT1, GO, OUT2) 3 : Relay(OUT1) + PV transmitssion (DC4-20mA) output 4 : Relay(OUT1) + RS485 output | DC Power Only
108180050 | MT4N-DV-E3 | 4532.9625 | 4 Digit | W48 X H24 X L83mm | 12-24VDC/AC | DC Voltage (50V, 10V,5V,1V, 250MV, 50mV) | N : Indication type (No output function) 0 : Relay contact (2 Contacts) 1 : NPN open collector(OUT1, GO, OUT2) 2 : PNP open collector(OUT1, GO, OUT2) 3 : Relay(OUT1) + PV transmitssion (DC4-20mA) output 4 : Relay(OUT1) + RS485 output | DC Power Only
108180060 | MT4N-DV-E4 | 4532.9625 | 4 Digit | W48 X H24 X L83mm | 12-24VDC/AC | DC Voltage (50V, 10V,5V,1V, 250MV, 50mV) | N : Indication type (No output function) 0 : Relay contact (2 Contacts) 1 : NPN open collector(OUT1, GO, OUT2) 2 : PNP open collector(OUT1, GO, OUT2) 3 : Relay(OUT1) + PV transmitssion (DC4-20mA) output 4 : Relay(OUT1) + RS485 output | DC Power Only
108180070 | MT4N-DV-E5 | 0 |  |  | 12-24VDC
108180110 | MT4N-DA-EN | 3484.8 | 4 Digit | W48 X H24 X L83mm | 12-24VDC/AC | DC Ampare (500mA, 200mA, 50mA, 4-20mA, 5mA, 2mA) | N : Indication type (No output function) 0 : Relay contact (2 Contacts) 1 : NPN open collector(OUT1, GO, OUT2) 2 : PNP open collector(OUT1, GO, OUT2) 3 : Relay(OUT1) + PV transmitssion (DC4-20mA) output 4 : Relay(OUT1) + RS485 output | DC Power Only
108180120 | MT4N-DA-E0 | 4532.9625 | 4 Digit | W48 X H24 X L83mm | 12-24VDC/AC | DC Ampare (500mA, 200mA, 50mA, 4-20mA, 5mA, 2mA) | N : Indication type (No output function) 0 : Relay contact (2 Contacts) 1 : NPN open collector(OUT1, GO, OUT2) 2 : PNP open collector(OUT1, GO, OUT2) 3 : Relay(OUT1) + PV transmitssion (DC4-20mA) output 4 : Relay(OUT1) + RS485 output | DC Power Only
108180130 | MT4N-DA-E1 | 4532.9625 | 4 Digit | W48 X H24 X L83mm | 12-24VDC/AC | DC Ampare (500mA, 200mA, 50mA, 4-20mA, 5mA, 2mA) | N : Indication type (No output function) 0 : Relay contact (2 Contacts) 1 : NPN open collector(OUT1, GO, OUT2) 2 : PNP open collector(OUT1, GO, OUT2) 3 : Relay(OUT1) + PV transmitssion (DC4-20mA) output 4 : Relay(OUT1) + RS485 output | DC Power Only
108180140 | MT4N-DA-E2 | 4532.9625 | 4 Digit | W48 X H24 X L83mm | 12-24VDC/AC | DC Ampare (500mA, 200mA, 50mA, 4-20mA, 5mA, 2mA) | N : Indication type (No output function) 0 : Relay contact (2 Contacts) 1 : NPN open collector(OUT1, GO, OUT2) 2 : PNP open collector(OUT1, GO, OUT2) 3 : Relay(OUT1) + PV transmitssion (DC4-20mA) output 4 : Relay(OUT1) + RS485 output | DC Power Only
108180150 | MT4N-DA-E3 | 4532.9625 | 4 Digit | W48 X H24 X L83mm | 12-24VDC/AC | DC Ampare (500mA, 200mA, 50mA, 4-20mA, 5mA, 2mA) | N : Indication type (No output function) 0 : Relay contact (2 Contacts) 1 : NPN open collector(OUT1, GO, OUT2) 2 : PNP open collector(OUT1, GO, OUT2) 3 : Relay(OUT1) + PV transmitssion (DC4-20mA) output 4 : Relay(OUT1) + RS485 output | DC Power Only
108180160 | MT4N-DA-E4 | 4532.9625 | 4 Digit | W48 X H24 X L83mm | 12-24VDC/AC | DC Ampare (500mA, 200mA, 50mA, 4-20mA, 5mA, 2mA) | N : Indication type (No output function) 0 : Relay contact (2 Contacts) 1 : NPN open collector(OUT1, GO, OUT2) 2 : PNP open collector(OUT1, GO, OUT2) 3 : Relay(OUT1) + PV transmitssion (DC4-20mA) output 4 : Relay(OUT1) + RS485 output | DC Power Only
108180170 | MT4N-DA-E5 | 0 |  |  | 12-24VDC
108180210 | MT4N-AV-EN | 3831.9187 | 4 Digit | W48 X H24 X L83mm | 12-24VDC/AC | AC Voltage (250V, 125V, 50V, 25V, 5V, 2.5V) | N : Indication type (No output function) 0 : Relay contact (2 Contacts) 1 : NPN open collector(OUT1, GO, OUT2) 2 : PNP open collector(OUT1, GO, OUT2) 3 : Relay(OUT1) + PV transmitssion (DC4-20mA) output 4 : Relay(OUT1) + RS485 output | DC Power Only
108180220 | MT4N-AV-E0 | 4880.0813 | 4 Digit | W48 X H24 X L83mm | 12-24VDC/AC | AC Voltage (250V, 125V, 50V, 25V, 5V, 2.5V) | N : Indication type (No output function) 0 : Relay contact (2 Contacts) 1 : NPN open collector(OUT1, GO, OUT2) 2 : PNP open collector(OUT1, GO, OUT2) 3 : Relay(OUT1) + PV transmitssion (DC4-20mA) output 4 : Relay(OUT1) + RS485 output | DC Power Only
108180230 | MT4N-AV-E1 | 4880.0813 | 4 Digit | W48 X H24 X L83mm | 12-24VDC/AC | AC Voltage (250V, 125V, 50V, 25V, 5V, 2.5V) | N : Indication type (No output function) 0 : Relay contact (2 Contacts) 1 : NPN open collector(OUT1, GO, OUT2) 2 : PNP open collector(OUT1, GO, OUT2) 3 : Relay(OUT1) + PV transmitssion (DC4-20mA) output 4 : Relay(OUT1) + RS485 output | DC Power Only
108180240 | MT4N-AV-E2 | 4880.0813 | 4 Digit | W48 X H24 X L83mm | 12-24VDC/AC | AC Voltage (250V, 125V, 50V, 25V, 5V, 2.5V) | N : Indication type (No output function) 0 : Relay contact (2 Contacts) 1 : NPN open collector(OUT1, GO, OUT2) 2 : PNP open collector(OUT1, GO, OUT2) 3 : Relay(OUT1) + PV transmitssion (DC4-20mA) output 4 : Relay(OUT1) + RS485 output | DC Power Only
108180250 | MT4N-AV-E3 | 4880.0813 | 4 Digit | W48 X H24 X L83mm | 12-24VDC/AC | AC Voltage (250V, 125V, 50V, 25V, 5V, 2.5V) | N : Indication type (No output function) 0 : Relay contact (2 Contacts) 1 : NPN open collector(OUT1, GO, OUT2) 2 : PNP open collector(OUT1, GO, OUT2) 3 : Relay(OUT1) + PV transmitssion (DC4-20mA) output 4 : Relay(OUT1) + RS485 output | DC Power Only
108180260 | MT4N-AV-E4 | 4880.0813 | 4 Digit | W48 X H24 X L83mm | 12-24VDC/AC | AC Voltage (250V, 125V, 50V, 25V, 5V, 2.5V) | N : Indication type (No output function) 0 : Relay contact (2 Contacts) 1 : NPN open collector(OUT1, GO, OUT2) 2 : PNP open collector(OUT1, GO, OUT2) 3 : Relay(OUT1) + PV transmitssion (DC4-20mA) output 4 : Relay(OUT1) + RS485 output | DC Power Only
108180270 | MT4N-AV-E5 | 0 |  |  | 12-24VDC
108180310 | MT4N-AA-EN | 3831.9187 | 4 Digit | W48 X H24 X L83mm | 12-24VDC/AC | AC Ampare (5A, 2.5A, 500mA, 250mA, 100mA, 50mA) | N : Indication type (No output function) 0 : Relay contact (2 Contacts) 1 : NPN open collector(OUT1, GO, OUT2) 2 : PNP open collector(OUT1, GO, OUT2) 3 : Relay(OUT1) + PV transmitssion (DC4-20mA) output 4 : Relay(OUT1) + RS485 output | DC Power Only
108180320 | MT4N-AA-E0 | 4880.0813 | 4 Digit | W48 X H24 X L83mm | 12-24VDC/AC | AC Ampare (5A, 2.5A, 500mA, 250mA, 100mA, 50mA) | N : Indication type (No output function) 0 : Relay contact (2 Contacts) 1 : NPN open collector(OUT1, GO, OUT2) 2 : PNP open collector(OUT1, GO, OUT2) 3 : Relay(OUT1) + PV transmitssion (DC4-20mA) output 4 : Relay(OUT1) + RS485 output
108180330 | MT4N-AA-E1 | 4880.0813 | 4 Digit | W48 X H24 X L83mm | 12-24VDC/AC | AC Ampare (5A, 2.5A, 500mA, 250mA, 100mA, 50mA) | N : Indication type (No output function) 0 : Relay contact (2 Contacts) 1 : NPN open collector(OUT1, GO, OUT2) 2 : PNP open collector(OUT1, GO, OUT2) 3 : Relay(OUT1) + PV transmitssion (DC4-20mA) output 4 : Relay(OUT1) + RS485 output
108180340 | MT4N-AA-E2 | 4880.0813 | 4 Digit | W48 X H24 X L83mm | 12-24VDC/AC | AC Ampare (5A, 2.5A, 500mA, 250mA, 100mA, 50mA) | N : Indication type (No output function) 0 : Relay contact (2 Contacts) 1 : NPN open collector(OUT1, GO, OUT2) 2 : PNP open collector(OUT1, GO, OUT2) 3 : Relay(OUT1) + PV transmitssion (DC4-20mA) output 4 : Relay(OUT1) + RS485 output | DC Power Only
108180350 | MT4N-AA-E3 | 4880.0813 | 4 Digit | W48 X H24 X L83mm | 12-24VDC/AC | AC Ampare (5A, 2.5A, 500mA, 250mA, 100mA, 50mA) | N : Indication type (No output function) 0 : Relay contact (2 Contacts) 1 : NPN open collector(OUT1, GO, OUT2) 2 : PNP open collector(OUT1, GO, OUT2) 3 : Relay(OUT1) + PV transmitssion (DC4-20mA) output 4 : Relay(OUT1) + RS485 output | DC Power Only
108180360 | MT4N-AA-E4 | 4880.0813 | 4 Digit | W48 X H24 X L83mm | 12-24VDC/AC | AC Ampare (5A, 2.5A, 500mA, 250mA, 100mA, 50mA) | N : Indication type (No output function) 0 : Relay contact (2 Contacts) 1 : NPN open collector(OUT1, GO, OUT2) 2 : PNP open collector(OUT1, GO, OUT2) 3 : Relay(OUT1) + PV transmitssion (DC4-20mA) output 4 : Relay(OUT1) + RS485 output | DC Power Only
108180370 | MT4N-AA-E5 | 0 |  |  | 12-24VDC
108180510 | MT4N-DV-4N | 3484.8 | 4 Digit |  | 100-240VAC
108180520 | MT4N-DV-40 | 4532.9625 | 4 Digit |  | 100-240VAC
108180530 | MT4N-DV-41 | 4532.9625 | 4 Digit |  | 100-240VAC
108180540 | MT4N-DV-42 | 4532.9625 | 4 Digit |  | 100-240VAC
108180550 | MT4N-DV-43 | 4532.9625 | 4 Digit |  | 100-240VAC
108180560 | MT4N-DV-44 | 4532.9625 | 4 Digit |  | 100-240VAC
108180570 | MT4N-DV-45 | 0 |  |  | 100-240VAC
108180610 | MT4N-DA-4N | 3484.8 | 4 Digit |  | 100-240VAC
108180620 | MT4N-DA-40 | 4532.9625 | 4 Digit |  | 100-240VAC
108180630 | MT4N-DA-41 | 4532.9625 | 4 Digit |  | 100-240VAC
108180640 | MT4N-DA-42 | 4532.9625 | 4 Digit |  | 100-240VAC
108180650 | MT4N-DA-43 | 4532.9625 | 4 Digit |  | 100-240VAC
108180660 | MT4N-DA-44 | 4532.9625 | 4 Digit |  | 100-240VAC
108180670 | MT4N-DA-45 | 0 |  |  | 100-240VAC
108180710 | MT4N-AV-4N | 3831.9187 | 4 Digit |  | 100-240VAC
108180720 | MT4N-AV-40 | 4880.0813 | 4 Digit |  | 100-240VAC
108180730 | MT4N-AV-41 | 4880.0813 | 4 Digit |  | 100-240VAC
108180740 | MT4N-AV-42 | 4880.0813 | 4 Digit |  | 100-240VAC
108180750 | MT4N-AV-43 | 4880.0813 | 4 Digit |  | 100-240VAC
108180760 | MT4N-AV-44 | 4880.0813 | 4 Digit |  | 100-240VAC
108180770 | MT4N-AV-45 | 0 |  |  | 100-240VAC
108180810 | MT4N-AA-4N | 3831.9187 | 4 Digit |  | 100-240VAC
108180820 | MT4N-AA-40 | 4880.0813 | 4 Digit |  | 100-240VAC
108180830 | MT4N-AA-41 | 4880.0813 | 4 Digit |  | 100-240VAC
108180840 | MT4N-AA-42 | 4880.0813 | 4 Digit |  | 100-240VAC
108180850 | MT4N-AA-43 | 4880.0813 | 4 Digit |  | 100-240VAC
108180860 | MT4N-AA-44 | 4880.0813 | 4 Digit |  | 100-240VAC
108230010 | M4NN-DV-1N | 0 |  |  | 5-24VDC
108230020 | M4NN-DV-11 | 0 |  |  | 5-24VDC
108230030 | M4NN-DV-12 | 0 |  |  | 5-24VDC
108230110 | M4NN-DA-1N | 0 |  |  | 5-24VDC
108230120 | M4NN-DA-11 | 0 |  |  | 5-24VDC
108230130 | M4NN-DA-12 | 0 |  |  | 5-24VDC
108230210 | M4NN-AV-1N | 0 |  |  | 5-24VDC
108230220 | M4NN-AV-11 | 0 |  |  | 5-24VDC
108230230 | M4NN-AV-12 | 0 |  |  | 5-24VDC
108230310 | M4NN-AA-1N | 0 |  |  | 5-24VDC
108230320 | M4NN-AA-11 | 0 |  |  | 5-24VDC
108230330 | M4NN-AA-12 | 0 |  |  | 5-24VDC
1081808701 | MT4N-AA-45 | 0 |  |  | 100-240VAC

## 4.Proxi
PROXIMITY SENSOR
Артикул | Model | Retail price, RUR | Sensing Distance | Size | Appearance | Power Supply | Output | Response frequency | Specification
113021010 | PRT08-1.5DO | 662.0625 | 1.5mm | M8 | DC 2 wire | 12-24VDC (10-30VDC) | Normal Open | 1500Hz | DOL2(AT204)
113021012 | PRT08-1.5DO | 662.0625 | 1.5mm | M8 | DC 2 wire | 12-24VDC (10-30VDC) | Normal Open | 1500Hz | DOL2(5M)(AT204)
113021020 | PRT08-1.5DC | 662.0625 | 1.5mm | M8 | DC 2 wire | 12-24VDC (10-30VDC) | Normal Close | 1500Hz | DCL2(AT204)
113021030 | PRT08-2DO | 662.0625 | 2mm | M8 | DC 2 wire | 12-24VDC (10-30VDC) | Normal Open | 1000Hz | DOL2(AT204)
113021031 | PRT08-2DO | 792 | 2mm | M8 | DC 2 wire | 12-24VDC (10-30VDC) | Normal Open | 1000Hz | DOL2(5M)(AT204)
113021040 | PRT08-2DC | 662.0625 | 2mm | M8 | DC 2 wire | 12-24VDC (10-30VDC) | Normal Close | 1000Hz | DCL2(AT204)
113021050 | PRT12-2DO | 575.4375 | 2mm | M12 | DC 2 wire | 12-24VDC (10-30VDC) | Normal Open | 1500Hz | DOL2(AT204)
113021051 | PRT12-2DO | 618.75 | 2mm | M12 | DC 2 wire | 12-24VDC (10-30VDC) | Normal Open | 1500Hz | DOL2(3M)(AT204)
113021052 | PRT12-2DO | 705.375 | 2mm | M12 | DC 2 wire | 12-24VDC (10-30VDC) | Normal Open | 1500Hz | DOL2(5M)(AT204)
113021060 | PRT12-2DC | 575.4375 | 2mm | M12 | DC 2 wire | 12-24VDC (10-30VDC) | Normal Close | 1500Hz | DCL2(AT204)
113021070 | PRT12-4DO | 575.4375 | 4mm | M12 | DC 2 wire | 12-24VDC (10-30VDC) | Normal Open | 500Hz | DOL2(AT204)
113021071 | PRT12-4DO | 705.375 | 4mm | M12 | DC 2 wire | 12-24VDC (10-30VDC) | Normal Open | 500Hz | DOL2(5M)(AT204)
113021072 | PRT12-4DO | 575.4375 | 4mm | M12 | DC 2 wire | 12-24VDC (10-30VDC) | Normal Open | 500Hz | DOL2(3M)(AT204)
113021080 | PRT12-4DC | 575.4375 | 4mm | M12 | DC 2 wire | 12-24VDC (10-30VDC) | Normal Close | 500Hz | DCL2(AT204)
113021081 | PRT12-4DC | 575.4375 | 4mm | M12 | DC 2 wire | 12-24VDC (10-30VDC) | Normal Close | 500Hz | DCL2(5M)(AT204)
113021090 | PRT18-5DO | 575.4375 | 5mm | M18 | DC 2 wire | 12-24VDC (10-30VDC) | Normal Open | 500Hz | DOL2(AT204)
113021091 | PRT18-5DO-M | 0 | 5mm | M18 | DC 2 wire | 12-24VDC (10-30VDC) | Normal Open | 500Hz | DOL2(AT204)
113021092 | PRT18-5DO | 575.4375 | [6 empty] | DOL2(3M)(AT204)
113021093 | PRT18-5DO | 575.4375 | 5mm | M18 | DC 2 wire | 12-24VDC (10-30VDC) | Normal Open | 500Hz | DOL2(5M)(AT204)
113021100 | PRT18-5DC | 575.4375 | 5mm | M18 | DC 2 wire | 12-24VDC (10-30VDC) | Normal Close | 500Hz | DCL2(AT204)
113021110 | PRT18-8DO | 575.4375 | 8mm | M18 | DC 2 wire | 12-24VDC (10-30VDC) | Normal Open | 350Hz | DOL2(AT204)
113021111 | PRT18-8DO | 705.375 | 8mm | M18 | DC 2 wire | 12-24VDC (10-30VDC) | Normal Open | 350Hz | DOL2(5M)(AT204)
113021120 | PRT18-8DC | 575.4375 | 8mm | M18 | DC 2 wire | 12-24VDC (10-30VDC) | Normal Close | 350Hz | DCL2(AT204)
113021121 | PRT18-8DC | 705.375 | 8mm | M18 | DC 2 wire | 12-24VDC (10-30VDC) | Normal Close | 350Hz | DCL2(5M)(AT204)
113021130 | PRT30-10DO | 618.75 | 10mm | M30 | DC 2 wire | 12-24VDC (10-30VDC) | Normal Open | 400Hz | DOL2(AT204)
113021131 | PRT30-10DO | 618.75 | 10mm | M30 | DC 2 wire | 12-24VDC (10-30VDC) | Normal Open | 400Hz | DOL2(5M)(AT204)
113021132 | PRT30-10DO-V | 742.5 | 10mm | M30 | DC 2 wire | 12-24VDC (10-30VDC) | Normal Open | 400Hz | DOL2
113021133 | PRT30-10DO | 0 | [6 empty] | DOL(60MM)(AT204)
113021140 | PRT30-10DC | 618.75 | 10mm | M30 | DC 2 wire | 12-24VDC (10-30VDC) | Normal Close | 400Hz | DCL2(AT204)
113021150 | PRT30-15DO | 618.75 | 15mm | M30 | DC 2 wire | 12-24VDC (10-30VDC) | Normal Open | 200Hz | DOL2(AT204)
113021151 | PRT30-15DO | 0 | 15mm | M30 | DC 2 wire | 12-24VDC (10-30VDC) | Normal Open | 200Hz | DOL2(5M)(AT204)
113021160 | PRT30-15DC | 618.75 | 15mm | M30 | DC 2 wire | 12-24VDC (10-30VDC) | Normal Close | 200Hz | DCL2(AT204)
113021510 | PRT12-2XO | 575.4375 | [6 empty] | DOL2(AT204)
113021520 | PRT12-2XC | 575.4375 | [6 empty] | DOL2(AT204)
113021530 | PRT12-4XO | 575.4375 | [6 empty] | DOL2(AT204)
113021540 | PRT12-4XC | 575.4375 | [6 empty] | DOL2(AT204)
113021610 | PRT18-5XO | 575.4375 | [6 empty] | DOL2(AT204)
113021620 | PRT18-5XC | 575.4375 | [6 empty] | DOL2(AT204)
113021630 | PRT18-8XO | 575.4375 | [6 empty] | DOL2(AT204)
113021640 | PRT18-8XC | 575.4375 | [6 empty] | DOL2(AT204)
113021710 | PRT30-10XO | 618.75 | [6 empty] | DOL2(AT204)
113021720 | PRT30-10XC | 618.75 | [6 empty] | DOL2(AT204)
113021730 | PRT30-15XO | 618.75 | [6 empty] | DOL2(AT204)
113021740 | PRT30-15XC | 618.75 | [6 empty] | DOL2(AT204)
113022010 | PRT08-1.5DO | 0 | [6 empty] | DOL2(AT205)
113022040 | PRT08-2DC | 0 | [6 empty] | DCL2(AT205)
113022310 | PRT30-10DO | 0 | [6 empty] | DOL2(AT205)
113022340 | PRT30-15DC | 0 | [6 empty] | DCL2(AT205)
113030221 | PR12-4DP2 | 637.3125 | 4mm | M12 | DC 3 wire | 12-24VDC (10-30VDC) | PNP, Normal Close | 500Hz | DPL3(3M)(AT201)
113030390 | PR12-2AO | 680.625 | 2mm | M12 | AC 2 wire | 100-240VAC (85-264VAC) | Normal Open | 20Hz | AOL2
113030400 | PR12-2AC | 680.625 | 2mm | M12 | AC 2 wire | 100-240VAC (85-264VAC) | Normal Close | 20Hz | ACL2
113030410 | PR12-4AO | 680.625 | 4mm | M12 | AC 2 wire | 100-240VAC (85-264VAC) | Normal Open | 20Hz | AOL2
113030411 | PR12-4AO | 810.5625 | 4mm | M12 | AC 2 wire | 100-240VAC (85-264VAC) | Normal Open | 20Hz | AOL2(5M)
113030412 | PR12-4AO | 723.9375 | 4mm | M12 | AC 2 wire | 100-240VAC (85-264VAC) | Normal Open | 20Hz | AOL2(3M)
113030420 | PR12-4AC | 680.625 | 4mm | M12 | AC 2 wire | 100-240VAC (85-264VAC) | Normal Close | 20Hz | ACL2
113030421 | PR12-4AC | 810.5625 | 4mm | M12 | AC 2 wire | 100-240VAC (85-264VAC) | Normal Close | 20Hz | ACL2(5M)
113030430 | PR18-5AO | 680.625 | 5mm | M18 | AC 2 wire | 100-240VAC (85-264VAC) | Normal Open | 20Hz | AOL2
113030431 | PR18-5AO | 1027.125 | 5mm | M18 | AC 2 wire | 100-240VAC (85-264VAC) | Normal Open | 20Hz | AOL2(10M)
113030433 | PR18-5AO | 810.5625 | 5mm | M18 | AC 2 wire | 100-240VAC (85-264VAC) | Normal Open | 20Hz | AOL2(5M)
113030435 | PR18-5AO | 723.9375 | 5mm | M18 | AC 2 wire | 100-240VAC (85-264VAC) | Normal Open | 20Hz | AOL2(3M)
113030440 | PR18-5AC | 680.625 | 5mm | M18 | AC 2 wire | 100-240VAC (85-264VAC) | Normal Close | 20Hz | ACL2
113030450 | PR18-8AO | 680.625 | 8mm | M18 | AC 2 wire | 100-240VAC (85-264VAC) | Normal Open | 20Hz | AOL2
113030451 | PR18-8AO | 723.9375 | 8mm | M18 | AC 2 wire | 100-240VAC (85-264VAC) | Normal Open | 20Hz | AOL2(3M)
113030460 | PR18-8AC | 680.625 | 8mm | M18 | AC 2 wire | 100-240VAC (85-264VAC) | Normal Close | 20Hz | ACL2
113030470 | PR30-10AO | 742.5 | 10mm | M30 | AC 2 wire | 100-240VAC (85-264VAC) | Normal Open | 20Hz | AOL2
113030472 | PR30-10AO | 810.5625 | 10mm | M30 | AC 2 wire | 100-240VAC (85-264VAC) | Normal Open | 20Hz | AOL2(5M)
113030473 | PR30-10AO | 785.8125 | 10mm | M30 | AC 2 wire | 100-240VAC (85-264VAC) | Normal Open | 20Hz | AOL2(3M)
113030480 | PR30-10AC | 742.5 | 10mm | M30 | AC 2 wire | 100-240VAC (85-264VAC) | Normal Close | 20Hz | ACL2
113030481 | PR30-10AC | 810.5625 | 10mm | M30 | AC 2 wire | 100-240VAC (85-264VAC) | Normal Close | 20Hz | ACL2(5M)
113030482 | PR30-10AC | 785.8125 | 10mm | M30 | AC 2 wire | 100-240VAC (85-264VAC) | Normal Close | 20Hz | ACL2(3M)
113030490 | PR30-15AO | 742.5 | 15mm | M30 | AC 2 wire | 100-240VAC (85-264VAC) | Normal Close | 20Hz | AOL2
113030491 | PR30-15AO | 0 | 15mm | M30 | AC 2 wire | 100-240VAC (85-264VAC) | Normal Close | 20Hz | AOL2(5M)
113030492 | PR30-15AO | 0 | 15mm | M30 | AC 2 wire | 100-240VAC (85-264VAC) | Normal Close | 20Hz | AOL2(3M)
113030500 | PR30-15AC | 742.5 | 15mm | M30 | AC 2 wire | 100-240VAC (85-264VAC) | Normal Close | 20Hz | ACL2
113030501 | PR30-15AC | 0 | 15mm | M30 | AC 2 wire | 100-240VAC (85-264VAC) | Normal Close | 20Hz | ACL2(5M)
113030610 | PR08-1.5AO | 0 | [6 empty] | AOL2
113030620 | PR08-1.5AC | 0 | [6 empty] | ACL2
113030630 | PR08-2AO | 0 | [6 empty] | AOL2
113030640 | PR08-2AC | 0 | [6 empty] | ACL2
113031010 | PR08-1.5DN | 662.0625 | 1.5mm | M8 | DC 3 wire | 12-24VDC (10-30VDC) | NPN, Normal Open | 1500Hz | DNL3(AT201)
113031011 | PR08-1.5DN | 723.9375 | 1.5mm | M8 | DC 3 wire | 12-24VDC (10-30VDC) | NPN, Normal Open | 1500Hz | DNL3(3M)(AT201)
113031012 | PR08-1.5DN | 847.6875 | 1.5mm | M8 | DC 3 wire | 12-24VDC (10-30VDC) | NPN, Normal Open | 1500Hz | DNL3(5M)(AT201)
113031014 | PR08-1.5DN2 | 662.0625 | 1.5mm | M8 | DC 3 wire | 12-24VDC (10-30VDC) | NPN, Normal Close | 1500Hz | DNL3(AT201)
113031015 | PR08-1.5DN | 662.0625 | 1.5mm | M9 | DC 3 wire | 12-24VDC (10-30VDC) | NPN, Normal Open | 1500Hz | DNL3(5-24VDC)(0.53M)
113031020 | PR08-1.5DP | 662.0625 | 1.5mm | M8 | DC 3 wire | 12-24VDC (10-30VDC) | PNP, Normal Open | 1500Hz | DPL3(AT201)
113031021 | PR08-1.5DP2 | 662.0625 | 1.5mm | M8 | DC 3 wire | 12-24VDC (10-30VDC) | PNP, Normal Open | 1500Hz | DPL3(AT201)
113031022 | PR08-1.5DP2 | 0 | 1.5mm | M8 | DC 3 wire | 12-24VDC (10-30VDC) | PNP, Normal Open | 1500Hz | DPL3(5M)(AT201)
113031023 | PR08-1.5DP | 0 | 1.5mm | M8 | DC 3 wire | 12-24VDC (10-30VDC) | PNP, Normal Open | 1500Hz | DPL3(5M)(AT201)
113031030 | PR08-2DN | 662.0625 | 2mm | M8 | DC 3 wire | 12-24VDC (10-30VDC) | NPN, Normal Open | 1000Hz | DNL3(AT201)
113031031 | PR08-2DN | 0 | 2mm | M8 | DC 3 wire | 12-24VDC (10-30VDC) | NPN, Normal Close | 1000Hz | DNL3(5M)(AT201)
113031032 | PR08-2DN | 0 | 2mm | M8 | DC 3 wire | 12-24VDC (10-30VDC) | PNP, Normal Open | 1000Hz | DNL3(3M)(AT201)
113031040 | PR08-2DP | 662.0625 | 2mm | M8 | DC 3 wire | 12-24VDC (10-30VDC) | PNP, Normal Open | 1000Hz | DPL3(AT201)
113031041 | PR08-2DP | 971.4375 | 2mm | M8 | DC 3 wire | 12-24VDC (10-30VDC) | PNP, Normal Close | 1000Hz | DPL3(7M)(AT201)
113031042 | PR08-2DP | 0 | 2mm | M8 | DC 3 wire | 12-24VDC (10-30VDC) | PNP, Normal Close | 1000Hz | DPL3(5M)(AT201)
113031043 | PR08-2DP | 723.9375 | 2mm | M8 | DC 3 wire | 12-24VDC (10-30VDC) | PNP, Normal Close | 1000Hz | DPL3(3M)(AT201)
113031050 | PR08-2DN2 | 662.0625 | 2mm | M8 | DC 3 wire | 12-24VDC (10-30VDC) | PNP, Normal Open | 1000Hz | DNL3(AT201)
113031051 | PR08-2DP2 | 662.0625 | 2mm | M8 | DC 3 wire | 12-24VDC (10-30VDC) | PNP, Normal Close | 1000Hz | DPL3(AT201)
113031052 | PR08-2DP2 | 847.6875 | 2mm | M8 | DC 3 wire | 12-24VDC (10-30VDC) | PNP, Normal Close | 1000Hz | DPL3(5M)(AT201)
113031053 | PR08-2DN2 | 847.6875 | 2mm | M8 | DC 3 wire | 12-24VDC (10-30VDC) | NPN, Normal Close | 1000Hz | DNL3(5M)(AT201)
113031060 | PR12-2DN | 575.4375 | 2mm | M12 | DC 3 wire | 12-24VDC (10-30VDC) | NPN, Normal Open | 1500Hz | DNL3(AT201)
113031061 | PR12-2DN | 637.3125 | 2mm | M12 | DC 3 wire | 12-24VDC (10-30VDC) | NPN, Normal Open | 1500Hz | DNL3(3M)(AT201)
113031062 | PR12-2DN | 0 | 2mm | M12 | DC 3 wire | 12-24VDC (10-30VDC) | NPN, Normal Open | 1500Hz | DNL3(5M)(AT201)
113031070 | PR12-2DP | 575.4375 | 2mm | M12 | DC 3 wire | 12-24VDC (10-30VDC) | PNP, Normal Open | 1500Hz | DPL3(AT201)
113031071 | PR12-2DP | 0 | 2mm | M12 | DC 3 wire | 12-24VDC (10-30VDC) | PNP, Normal Open | 1500Hz | DPL3(6M)(AT201)
113031072 | PR12-2DP | 761.0625 | 2mm | M12 | DC 3 wire | 12-24VDC (10-30VDC) | PNP, Normal Open | 1500Hz | DPL3(5M)(AT201)
113031073 | PR12-2DP | 0 | 2mm | M12 | DC 3 wire | 12-24VDC (10-30VDC) | PNP, Normal Open | 1500Hz | DPL3(7M)(AT201)
113031074 | PR12-2DP | 1132.3125 | 2mm | M12 | DC 3 wire | 12-24VDC (10-30VDC) | PNP, Normal Open | 1500Hz | DPL3(11M)(AT201)
113031075 | PR12-2DP | 637.3125 | 2mm | M12 | DC 3 wire | 12-24VDC (10-30VDC) | PNP, Normal Open | 1500Hz | DPL3(3M)(AT201)
113031080 | PR12-2DN2 | 575.4375 | 2mm | M12 | DC 3 wire | 12-24VDC (10-30VDC) | NPN, Normal Close | 1500Hz | DNL3(AT201)
113031090 | PR12-2DP2 | 575.4375 | 2mm | M12 | DC 3 wire | 12-24VDC (10-30VDC) | PNP, Normal Close | 1500Hz | DPL3(AT201)
113031100 | PR12-4DN | 575.4375 | 4mm | M12 | DC 3 wire | 12-24VDC (10-30VDC) | NPN, Normal Open | 500Hz | DNL3(AT201)
113031101 | PR12-4DN | 0 | 4mm | M12 | DC 3 wire | 12-24VDC (10-30VDC) | NPN, Normal Open | 500Hz | DNL3(3M)(AT201)
113031102 | PR12-4DN | 0 | 4mm | M12 | DC 3 wire | 12-24VDC (10-30VDC) | NPN, Normal Open | 500Hz | DNL3(5M)(AT201)
113031103 | PR12-4DN | 0 | 4mm | M12 | DC 3 wire | 12-24VDC (10-30VDC) | NPN, Normal Open | 500Hz | DNL3(11M)(AT201)
113031104 | PR12-4DN | 0 | 4mm | M12 | DC 3 wire | 12-24VDC (10-30VDC) | NPN, Normal Open | 500Hz | DNL3(8M)(AT201)
113031110 | PR12-4DP | 575.4375 | 4mm | M12 | DC 3 wire | 12-24VDC (10-30VDC) | PNP, Normal Open | 500Hz | DPL3(AT201)
113031111 | PR12-4DP | 0 | 4mm | M12 | DC 3 wire | 12-24VDC (10-30VDC) | PNP, Normal Open | 500Hz | DPL3(5M)(AT201)
113031112 | PR12-4DP | 0 | 4mm | M12 | DC 3 wire | 12-24VDC (10-30VDC) | PNP, Normal Open | 500Hz | DPL3(11M)(AT201)
113031113 | PR12-4DP | 0 | 4mm | M12 | DC 3 wire | 12-24VDC (10-30VDC) | PNP, Normal Open | 500Hz | DPL3(3M)(AT201)
113031114 | PR12-4DP | 1070.4375 | 4mm | M12 | DC 3 wire | 12-24VDC (10-30VDC) | NPN, Normal Close | 500Hz | DPL3(10M)(AT201)
113031120 | PR12-4DN2 | 575.4375 | 4mm | M12 | DC 3 wire | 12-24VDC (10-30VDC) | NPN, Normal Close | 500Hz | DNL3(AT201)
113031130 | PR12-4DP2 | 575.4375 | 4mm | M12 | DC 3 wire | 12-24VDC (10-30VDC) | PNP, Normal Close | 500Hz | DPL3(AT201)
113031140 | PR18-5DN | 575.4375 | 5mm | M18 | DC 3 wire | 12-24VDC (10-30VDC) | NPN, Normal Open | 500Hz | DNL3(AT201)
113031141 | PR18-5DN-M | 0 | [6 empty] | DNL3(AT201)
113031142 | PR18-5DN | 0 | 5mm | M18 | DC 3 wire | 12-24VDC (10-30VDC) | NPN, Normal Open | 500Hz | DNL3(3M)(AT201)
113031143 | PR18-5DN | 0 | 5mm | M18 | DC 3 wire | 12-24VDC (10-30VDC) | NPN, Normal Open | 500Hz | DNL3(4M)(AT201)
113031144 | PR18-5DN | 0 | 5mm | M18 | DC 3 wire | 12-24VDC (10-30VDC) | NPN, Normal Open | 500Hz | DNL3(5M)(AT201)
113031145 | PR18-5DN-V | 0 | [6 empty] | DNL3
113031150 | PR18-5DP | 575.4375 | 5mm | M18 | DC 3 wire | 12-24VDC (10-30VDC) | PNP, Normal Open | 500Hz | DPL3(AT201)
113031151 | PR18-5DP | 0 | 5mm | M18 | DC 3 wire | 12-24VDC (10-30VDC) | PNP, Normal Open | 500Hz | DPL3(5M)(AT201)
113031160 | PR18-5DN2 | 575.4375 | 5mm | M18 | DC 3 wire | 12-24VDC (10-30VDC) | NPN, Normal Close | 500Hz | DNL3(AT201)
113031170 | PR18-5DP2 | 575.4375 | 5mm | M18 | DC 3 wire | 12-24VDC (10-30VDC) | PNP, Normal Close | 500Hz | DPL3(AT201)
113031180 | PR18-8DN | 575.4375 | 8mm | M18 | DC 3 wire | 12-24VDC (10-30VDC) | NPN, Normal Open | 350Hz | DNL3(AT201)
113031181 | PR18-8DN | 0 | 8mm | M18 | DC 3 wire | 12-24VDC (10-30VDC) | NPN, Normal Open | 350Hz | DNL3(5M)(AT201)
113031182 | PR18-8DN | 0 | 8mm | M18 | DC 3 wire | 12-24VDC (10-30VDC) | NPN, Normal Open | 350Hz | DNL3(3M)(AT201)
113031190 | PR18-8DP | 575.4375 | 8mm | M18 | DC 3 wire | 12-24VDC (10-30VDC) | PNP, Normal Open | 350Hz | DPL3(AT201)
113031191 | PR18-8DP | 761.0625 | 8mm | M18 | DC 3 wire | 12-24VDC (10-30VDC) | PNP, Normal Open | 350Hz | DPL3(5M)(AT201)
113031200 | PR18-8DN2 | 575.4375 | 8mm | M18 | DC 3 wire | 12-24VDC (10-30VDC) | NPN, Normal Close | 350Hz | DNL3(AT201)
113031210 | PR18-8DP2 | 575.4375 | 8mm | M18 | DC 3 wire | 12-24VDC (10-30VDC) | PNP, Normal Close | 350Hz | DPL3(AT201)
113031220 | PR30-10DN | 668.25 | 10mm | M30 | DC 3 wire | 12-24VDC (10-30VDC) | NPN, Normal Open | 400Hz | DNL3(AT201)
113031221 | PR30-10DN | 0 | 10mm | M30 | DC 3 wire | 12-24VDC (10-30VDC) | NPN, Normal Open | 400Hz | DNL3(4M)(AT201)
113031222 | PR30-10DN-M | 0 | [6 empty] | DNL3(AT201)
113031223 | PR30-10DN | 0 | 10mm | M30 | DC 3 wire | 12-24VDC (10-30VDC) | NPN, Normal Open | 400Hz | DNL3(5M)(AT201)
113031224 | PR30-10DN | 0 | 10mm | M30 | DC 3 wire | 12-24VDC (10-30VDC) | NPN, Normal Open | 400Hz | DNL3(6M)(AT201)
113031225 | PR30-10DN | 0 | 10mm | M30 | DC 3 wire | 12-24VDC (10-30VDC) | NPN, Normal Open | 400Hz | DNL3(10M)(AT201)
113031226 | PR30-10DN-S | 668.25 | 10mm | M30 | DC 3 wire | 12-24VDC (10-30VDC) | NPN, Normal Open | 400Hz | DNL(300MM)(AT203)
113031230 | PR30-10DP | 668.25 | 10mm | M30 | DC 3 wire | 12-24VDC (10-30VDC) | PNP, Normal Open | 400Hz | DPL3(AT201)
113031231 | PR30-10DP | 0 | 10mm | M30 | DC 3 wire | 12-24VDC (10-30VDC) | PNP, Normal Open | 400Hz | DPL3(5M)(AT201)
113031240 | PR30-10DN2 | 668.25 | 10mm | M30 | DC 3 wire | 12-24VDC (10-30VDC) | NPN, Normal Close | 400Hz | DNL3(AT201)
113031250 | PR30-10DP2 | 668.25 | 10mm | M30 | DC 3 wire | 12-24VDC (10-30VDC) | PNP, Normal Close | 400Hz | DPL3(AT201)
113031260 | PR30-15DN | 668.25 | 15mm | M30 | DC 3 wire | 12-24VDC (10-30VDC) | NPN, Normal Open | 200Hz | DNL3(AT201)
113031261 | PR30-15DN | 0 | 15mm | M30 | DC 3 wire | 12-24VDC (10-30VDC) | NPN, Normal Open | 200Hz | DNL3(4M)(AT201)
113031262 | PR30-15DN | 0 | 15mm | M30 | DC 3 wire | 12-24VDC (10-30VDC) | NPN, Normal Open | 200Hz | DNL3(3M)(AT201)
113031263 | PR30-15DN | 0 | 15mm | M30 | DC 3 wire | 12-24VDC (10-30VDC) | NPN, Normal Open | 200Hz | DNL3(5M)(AT201)
113031270 | PR30-15DP | 668.25 | 15mm | M30 | DC 3 wire | 12-24VDC (10-30VDC) | PNP, Normal Open | 200Hz | DPL3(AT201)
113031274 | PR30-15DP | 853.875 | [6 empty] | DPL3(5M)(AT201)
113031280 | PR30-15DN2 | 668.25 | 15mm | M30 | DC 3 wire | 12-24VDC (10-30VDC) | NPN, Normal Close | 200Hz | DNL3(AT201)
113031290 | PR30-15DP2 | 668.25 | 15mm | M30 | DC 3 wire | 12-24VDC (10-30VDC) | PNP, Normal Close | 200Hz | DPL3(AT201)
113031300 | PRS12-2DN | 618.75 | 2mm | M12 | DC 3 wire | 12-24VDC (10-30VDC) | NPN, Normal Open | 1500Hz | DNL3(AT201)
113031301 | PRS12-2DN | 0 | 2mm | M12 | DC 3 wire | 12-24VDC (10-30VDC) | NPN, Normal Open | 1500Hz | DNL3(5M)(AT201)
113031310 | PRS12-2DP | 618.75 | 2mm | M12 | DC 3 wire | 12-24VDC (10-30VDC) | PNP, Normal Open | 1500Hz | DPL3(AT201)
113031311 | PRS12-2DP | 0 | 2mm | M12 | DC 3 wire | 12-24VDC (10-30VDC) | PNP, Normal Open | 1500Hz | DPL3(5M)(AT201)
113031312 | PRS12-2DP | 0 | 2mm | M12 | DC 3 wire | 12-24VDC (10-30VDC) | PNP, Normal Open | 1500Hz | DPL3(AT201)(0.17M)
113031320 | PRS12-2DN2 | 618.75 | 2mm | M12 | DC 3 wire | 12-24VDC (10-30VDC) | NPN, Normal Close | 1500Hz | DNL3(AT201)
113031330 | PRS12-4DN | 618.75 | 2mm | M12 | DC 3 wire | 12-24VDC (10-30VDC) | NPN, Normal Open | 1500Hz | DNL3(AT201)
113031340 | PRS12-4DP | 618.75 | 4mm | M12 | DC 3 wire | 12-24VDC (10-30VDC) | PNP, Normal Open | 500Hz | DPL3(AT201)
113031350 | PRS12-4DN2 | 618.75 | 4mm | M12 | DC 3 wire | 12-24VDC (10-30VDC) | NPN, Normal Close | 500Hz | DNL3(AT201)
113031360 | PRS12-2DP2 | 618.75 | 2mm | M12 | DC 3 wire | 12-24VDC (10-30VDC) | PNP, Normal Close | 1500Hz | DPL3
113031370 | PRS12-4DP2 | 618.75 | 4mm | M12 | DC 3 wire | 12-24VDC (10-30VDC) | PNP, Normal Close | 500Hz | DPL3
113040250 | PRL18-5AO | 680.625 | 5mm | M18 | AC 2 wire | 100-240VAC (85-264VAC) | Normal Open | 20Hz | AOL2
113040251 | PRL18-5AO | 0 | 5mm | M18 | AC 2 wire | 100-240VAC (85-264VAC) | Normal Open | 20Hz | AOL2(5M)
113040252 | PRL18-5AO | 0 | 5mm | M18 | AC 2 wire | 100-240VAC (85-264VAC) | Normal Open | 20Hz | AOL2(3M)
113040260 | PRL18-5AC | 680.625 | 5mm | M18 | AC 2 wire | 100-240VAC (85-264VAC) | Normal Close | 20Hz | ACL2
113040270 | PRL18-8AO | 680.625 | 8mm | M18 | AC 2 wire | 100-240VAC (85-264VAC) | Normal Open | 20Hz | AOL2
113040271 | PRL18-8AO | 0 | 8mm | M18 | AC 2 wire | 100-240VAC (85-264VAC) | Normal Open | 20Hz | AOL2(3M)
113040280 | PRL18-8AC | 680.625 | 8mm | M18 | AC 2 wire | 100-240VAC (85-264VAC) | Normal Close | 20Hz | ACL2
113040290 | PRL30-10AO | 804.375 | 10mm | M30 | AC 2 wire | 100-240VAC (85-264VAC) | Normal Open | 20Hz | AOL2
113040291 | PRL30-10AO | 0 | 10mm | M30 | AC 2 wire | 100-240VAC (85-264VAC) | Normal Open | 20Hz | AOL2(3M)
113040292 | PRL30-10AO | 0 | 10mm | M30 | AC 2 wire | 100-240VAC (85-264VAC) | Normal Open | 20Hz | AOL2(5M)
113040300 | PRL30-10AC | 804.375 | 10mm | M30 | AC 2 wire | 100-240VAC (85-264VAC) | Normal Close | 20Hz | ACL2
113040310 | PRL30-15AO | 804.375 | 15mm | M30 | AC 2 wire | 100-240VAC (85-264VAC) | Normal Open | 20Hz | AOL2
113040311 | PRL30-15AO | 0 | 15mm | M30 | AC 2 wire | 100-240VAC (85-264VAC) | Normal Close | 20Hz | AOL2(5M)
113040320 | PRL30-15AC | 804.375 | 15mm | M30 | AC 2 wire | 100-240VAC (85-264VAC) | Normal Close | 20Hz | ACL2
113040321 | PRL30-15AC | 0 | 15mm | M30 | AC 2 wire | 100-240VAC (85-264VAC) | Normal Close | 20Hz | ACL2(3M)
113041100 | PRL08-1.5DN | 662.0625 | 1.5mm | M8 | DC 3 wire | 12-24VDC (10-30VDC) | NPN, Normal Open | 1500Hz | DNL3(AT201)
113041110 | PRL08-1.5DP | 662.0625 | 1.5mm | M8 | DC 3 wire | 12-24VDC (10-30VDC) | PNP, Normal Open | 1500Hz | DPL3(AT201)
113041120 | PRL08-1.5DN2 | 662.0625 | 1.5mm | M8 | DC 3 wire | 12-24VDC (10-30VDC) | NPN, Normal Close | 1500Hz | DNL3(AT201)
113041130 | PRL08-1.5DP2 | 662.0625 | 1.5mm | M8 | DC 3 wire | 12-24VDC (10-30VDC) | PNP, Normal Close | 1500Hz | DPL3(AT201)
113041140 | PRL08-2DN | 662.0625 | 2mm | M8 | DC 3 wire | 12-24VDC (10-30VDC) | NPN, Normal Open | 1000Hz | DNL3(AT201)
113041141 | PRL08-2DN | 0 | 2mm | M8 | DC 3 wire | 12-24VDC (10-30VDC) | NPN, Normal Close | 1000Hz | DNL3(3M)(AT201)
113041142 | PRL08-2DN | 0 | 2mm | M8 | DC 3 wire | 12-24VDC (10-30VDC) | NPN, Normal Close | 1000Hz | DNL3(5M)(AT201)
113041150 | PRL08-2DP | 662.0625 | 2mm | M8 | DC 3 wire | 12-24VDC (10-30VDC) | PNP, Normal Open | 1000Hz | DPL3(AT201)
113041151 | PRL08-2DP | 0 | 2mm | M8 | DC 3 wire | 12-24VDC (10-30VDC) | PNP, Normal Open | 1000Hz | DPL3(5M)(AT201)
113041152 | PRL08-2DP | 723.9375 | 2mm | M8 | DC 3 wire | 12-24VDC (10-30VDC) | PNP, Normal Open | 1000Hz | DNL3(3M)(AT201)
113041160 | PRL08-2DN2 | 662.0625 | 2mm | M8 | DC 3 wire | 12-24VDC (10-30VDC) | NPN, Normal Close | 1000Hz | DNL3(AT201)
113041170 | PRL08-2DP2 | 662.0625 | 2mm | M8 | DC 3 wire | 12-24VDC (10-30VDC) | PNP, Normal Close | 1000Hz | DPL3(AT201)
113041180 | PRL12-2DN | 618.75 | 2mm | M12 | DC 3 wire | 12-24VDC (10-30VDC) | NPN, Normal Open | 1500Hz | DNL3(60MM)(AT201)
113041190 | PRL12-2DP | 618.75 | 2mm | M12 | DC 3 wire | 12-24VDC (10-30VDC) | PNP, Normal Open | 1500Hz | DPL3(60MM)(AT201)
113041200 | PRL12-4DN | 618.75 | 4mm | M12 | DC 3 wire | 12-24VDC (10-30VDC) | NPN, Normal Open | 500Hz | DNL3(AT201)
113041201 | PRL12-4DN | 0 | 4mm | M12 | DC 3 wire | 12-24VDC (10-30VDC) | NPN, Normal Open | 500Hz | DNL3(5M)(AT201)
113041210 | PRL12-4DN | 618.75 | 4mm | M12 | DC 3 wire | 12-24VDC (10-30VDC) | NPN, Normal Open | 500Hz | DNL3(60MM)(AT201)
113041220 | PRL12-4DN | 0 | 4mm | M12 | DC 3 wire | 12-24VDC (10-30VDC) | NPN, Normal Open | 500Hz | DNL3(3M)(AT201)
113041230 | PRL12-4DP | 618.75 | 4mm | M12 | DC 3 wire | 12-24VDC (10-30VDC) | PNP, Normal Open | 500Hz | DPL3(AT201)
113041231 | PRL12-4DP | 0 | 4mm | M12 | DC 3 wire | 12-24VDC (10-30VDC) | PNP, Normal Open | 500Hz | DPL3(5M)(AT201)
113041232 | PRL12-4DP | 680.625 | 4mm | M12 | DC 3 wire | 12-24VDC (10-30VDC) | PNP, Normal Open | 500Hz | DPL3(3M)(AT201)
113041240 | PRL18-5DN | 618.75 | 5mm | M18 | DC 3 wire | 12-24VDC (10-30VDC) | NPN, Normal Open | 500Hz | DNL3(AT201)
113041241 | PRL18-5DN | 0 | 5mm | M18 | DC 3 wire | 12-24VDC (10-30VDC) | NPN, Normal Open | 500Hz | DNL3(5M)(AT201)
113041242 | PRL18-5DN | 0 | 5mm | M18 | DC 3 wire | 12-24VDC (10-30VDC) | NPN, Normal Open | 500Hz | DNL3(3M)(AT201)
113041250 | PRL18-5DP | 618.75 | 5mm | M18 | DC 3 wire | 12-24VDC (10-30VDC) | PNP, Normal Open | 500Hz | DPL3(AT201)
113041251 | PRL18-5DP | 0 | 5mm | M18 | DC 3 wire | 12-24VDC (10-30VDC) | PNP, Normal Open | 500Hz | DPL3(5M)(AT201)
113041252 | PRL18-5DP | 680.625 | 5mm | M18 | DC 3 wire | 12-24VDC (10-30VDC) | PNP, Normal Open | 500Hz | DPL3(3M)(AT201)
113041260 | PRL18-5DN2 | 618.75 | 5mm | M18 | DC 3 wire | 12-24VDC (10-30VDC) | NPN, Normal Close | 500Hz | DNL3(AT201)
113041261 | PRL18-5DN2 | 0 | 5mm | M18 | DC 3 wire | 12-24VDC (10-30VDC) | NPN, Normal Close | 500Hz | DNL3(5M)(AT201)
113041270 | PRL18-5DP2 | 618.75 | 5mm | M18 | DC 3 wire | 12-24VDC (10-30VDC) | PNP, Normal Close | 500Hz | DPL3(AT201)
113041280 | PRL18-8DN | 618.75 | 8mm | M18 | DC 3 wire | 12-24VDC (10-30VDC) | NPN, Normal Open | 350Hz | DNL3(AT201)
113041281 | PRL18-8DN | 0 | 8mm | M18 | DC 3 wire | 12-24VDC (10-30VDC) | NPN, Normal Open | 350Hz | DNL3(5M)(AT201)
113041282 | PRL18-8DN | 0 | 8mm | M18 | DC 3 wire | 12-24VDC (10-30VDC) | NPN, Normal Open | 350Hz | DNL3(3M)(AT201)
113041290 | PRL18-8DP | 618.75 | 8mm | M18 | DC 3 wire | 12-24VDC (10-30VDC) | PNP, Normal Open | 350Hz | DPL3(AT201)
113041291 | PRL18-8DP | 0 | 8mm | M18 | DC 3 wire | 12-24VDC (10-30VDC) | PNP, Normal Open | 350Hz | DPL3(10M)(AT201)
113041292 | PRL18-8DP | 804.375 | 8mm | M18 | DC 3 wire | 12-24VDC (10-30VDC) | PNP, Normal Open | 350Hz | DPL3(5M)(AT201)
113041300 | PRL18-8DN2 | 618.75 | 8mm | M18 | DC 3 wire | 12-24VDC (10-30VDC) | NPN, Normal Close | 350Hz | DNL3(AT201)
113041310 | PRL18-8DP2 | 618.75 | 8mm | M18 | DC 3 wire | 12-24VDC (10-30VDC) | PNP, Normal Close | 350Hz | DPL3(AT201)
113041320 | PRL30-15DN | 0 | [6 empty] | DNL3(90MM)(AT201)
113041330 | PRL30-10DN | 742.5 | 10mm | M30 | DC 3 wire | 12-24VDC (10-30VDC) | NPN, Normal Open | 400Hz | DNL3(AT201)
113041331 | PRL30-10DN | 0 | 10mm | M30 | DC 3 wire | 12-24VDC (10-30VDC) | NPN, Normal Open | 400Hz | DNL3(5M)(AT201)
113041332 | PRL30-10DN | 0 | 10mm | M30 | DC 3 wire | 12-24VDC (10-30VDC) | NPN, Normal Open | 400Hz | DNL3(3M)(AT201)
113041340 | PRL30-10DP | 742.5 | 10mm | M30 | DC 3 wire | 12-24VDC (10-30VDC) | PNP, Normal Open | 400Hz | DPL3(AT201)
113041350 | PRL30-10DN2 | 742.5 | 10mm | M30 | DC 3 wire | 12-24VDC (10-30VDC) | NPN, Normal Close | 400Hz | DNL3(AT201)
113041360 | PRL30-10DP2 | 742.5 | 10mm | M30 | DC 3 wire | 12-24VDC (10-30VDC) | PNP, Normal Close | 400Hz | DPL3(AT201)
113041370 | PRL30-15DN | 742.5 | 15mm | M30 | DC 3 wire | 12-24VDC (10-30VDC) | NPN, Normal Open | 200Hz | DNL3(AT201)
113041371 | PRL30-15DN | 0 | [6 empty] | DNL3(3M)(AT201)
113041380 | PRL30-15DP | 742.5 | 15mm | M30 | DC 3 wire | 12-24VDC (10-30VDC) | PNP, Normal Open | 200Hz | DPL3(AT201)
113041381 | PRL30-15DP | 0 | 15mm | M30 | DC 3 wire | 12-24VDC (10-30VDC) | PNP, Normal Open | 200Hz | DPL3(5M)(AT201)
113041390 | PRL30-15DN2 | 742.5 | 15mm | M30 | DC 3 wire | 12-24VDC (10-30VDC) | NPN, Normal Close | 200Hz | DNL3(AT201)
113041400 | PRL30-15DP2 | 742.5 | 15mm | M30 | DC 3 wire | 12-24VDC (10-30VDC) | PNP, Normal Close | 200Hz | DPL3(AT201)
113050241 | PRCMT30-15DC-I | 0 | [6 empty] | DCC2-H
113051010 | PRCMT12-2DO | 618.75 | 2mm | M12 | DC 2 wire | 12-24VDC (10-30VDC) | Normal Open | 1500Hz | DOC2(AT204)
113051011 | PRCMT12-2DO | 0 | [6 empty] | DOC2(48.5MM)(AT204)
113051020 | PRCMT12-2DC | 618.75 | 2mm | M12 | DC 2 wire | 12-24VDC (10-30VDC) | Normal Close | 1500Hz | DCC2(AT204)
113051030 | PRCMT12-4DO | 618.75 | 4mm | M12 | DC 2 wire | 12-24VDC (10-30VDC) | Normal Open | 500Hz | DOC2(AT204)
113051040 | PRCMT12-4DC | 618.75 | 4mm | M12 | DC 2 wire | 12-24VDC (10-30VDC) | Normal Close | 500Hz | DCC2(AT204)
113051050 | PRCMT12-2DO-I | 618.75 | 2mm | M12 | DC 2 wire | 12-24VDC (10-30VDC) | Normal Open | 1500Hz | DOC2(AT204)
113051060 | PRCMT12-2DC-I | 618.75 | [6 empty] | DCC2(AT204)
113051070 | PRCMT12-4DO-I | 618.75 | [6 empty] | DOC2(AT204)
113051080 | PRCMT12-4DC-I | 618.75 | 4mm | M12 | DC 2 wire | 12-24VDC (10-30VDC) | Normal Close | 500Hz | DCC2(AT204)
113051090 | PRCMT18-5DO | 618.75 | 5mm | M18 | DC 2 wire | 12-24VDC (10-30VDC) | Normal Open | 500Hz | DOC2(AT204)
113051091 | PRCMT18-5DO-NP | 0 | [6 empty] | DOC2(AT204)
113051100 | PRCMT18-5DC | 618.75 | 5mm | M18 | DC 2 wire | 12-24VDC (10-30VDC) | Normal Close | 500Hz | DCC2(AT204)
113051101 | PRCMT18-5DC-NP | 0 | [6 empty] | DCL2(AT204)
113051110 | PRCMT18-8DO | 618.75 | 8mm | M18 | DC 2 wire | 12-24VDC (10-30VDC) | Normal Open | 350Hz | DOC2(AT204)
113051111 | PRCMT18-5DO-NP | 0 | [6 empty] | DOL2(AT204)
113051120 | PRCMT18-8DC | 618.75 | 8mm | M18 | DC 2 wire | 12-24VDC (10-30VDC) | Normal Close | 350Hz | DCC2(AT204)
113051121 | PRCMT18-8DC-NP | 0 | [6 empty] | DCL2(AT204)
113051130 | PRCMT18-5DO-I | 618.75 | 5mm | M18 | DC 2 wire | 12-24VDC (10-30VDC) | Normal Open | 500Hz | DOC2(AT204)
113051140 | PRCMT18-5DC-I | 618.75 | [6 empty] | DCC2(AT204)
113051150 | PRCMT18-8DO-I | 618.75 | 8mm | M18 | DC 2 wire | 12-24VDC (10-30VDC) | Normal Open | 350Hz | DOC2(AT204)
113051160 | PRCMT18-8DC-I | 618.75 | 8mm | M18 | DC 2 wire | 12-24VDC (10-30VDC) | Normal Close | 350Hz | DCC2(AT204)
113051170 | PRCMT30-10DO | 680.625 | 10mm | M30 | DC 2 wire | 12-24VDC (10-30VDC) | Normal Close | 400Hz | DOC2(AT204)
113051180 | PRCMT30-10DC | 680.625 | 10mm | M30 | DC 2 wire | 12-24VDC (10-30VDC) | Normal Close | 400Hz | DCC2(AT204)
113051190 | PRCMT30-15DO | 680.625 | 15mm | M30 | DC 2 wire | 12-24VDC (10-30VDC) | Normal Open | 200Hz | DOC2(AT204)
113051200 | PRCMT30-15DC | 680.625 | 15mm | M30 | DC 2 wire | 12-24VDC (10-30VDC) | Normal Close | 200Hz | DCC2(AT204)
113051210 | PRCMT30-10DO-I | 680.625 | 10mm | M30 | DC 2 wire | 12-24VDC (10-30VDC) | Normal Open | 400Hz | DOC2(AT204)
113051220 | PRCMT30-10DC-I | 680.625 | 10mm | M30 | DC 2 wire | 12-24VDC (10-30VDC) | Normal Close | 400Hz | DCC2(AT204)
113051230 | PRCMT30-15DO-I | 680.625 | 15mm | M30 | DC 2 wire | 12-24VDC (10-30VDC) | Normal Open | 200Hz | DOC2(AT204)
113051240 | PRCMT30-15DC-I | 680.625 | 15mm | M30 | DC 2 wire | 12-24VDC (10-30VDC) | Normal Close | 200Hz | DCC2(AT204)
113060250 | PRCM12-2AO | 742.5 | 2mm | M12 | AC 2 wire | 100-240VAC (85-264VAC) | Normal Open | 20Hz | AOC2
113060260 | PRCM12-2AC | 742.5 | 2mm | M12 | AC 2 wire | 100-240VAC (85-264VAC) | Normal Close | 20Hz | ACC2
113060270 | PRCM12-4AO | 742.5 | 4mm | M12 | AC 2 wire | 100-240VAC (85-264VAC) | Normal Open | 20Hz | AOC2
113060280 | PRCM12-4AC | 742.5 | 4mm | M12 | AC 2 wire | 100-240VAC (85-264VAC) | Normal Close | 20Hz | ACC2
113060290 | PRCM18-5AO | 742.5 | 5mm | M18 | AC 2 wire | 100-240VAC (85-264VAC) | Normal Open | 20Hz | AOC2
113060300 | PRCM18-5AC | 742.5 | 5mm | M18 | AC 2 wire | 100-240VAC (85-264VAC) | Normal Close | 20Hz | ACC2
113060310 | PRCM18-8AO | 742.5 | 8mm | M18 | AC 2 wire | 100-240VAC (85-264VAC) | Normal Open | 20Hz | AOC2
113060320 | PRCM18-8AC | 742.5 | 8mm | M18 | AC 2 wire | 100-240VAC (85-264VAC) | Normal Close | 20Hz | ACC2
113060330 | PRCM30-10AO | 866.25 | 10mm | M30 | AC 2 wire | 100-240VAC (85-264VAC) | Normal Open | 20Hz | AOC2
113060340 | PRCM30-10AC | 866.25 | 10mm | M30 | AC 2 wire | 100-240VAC (85-264VAC) | Normal Close | 20Hz | ACC2
113060350 | PRCM30-15AO | 866.25 | 15mm | M30 | AC 2 wire | 100-240VAC (85-264VAC) | Normal Open | 20Hz | AOC2
113060360 | PRCM30-15AC | 866.25 | 15mm | M30 | AC 2 wire | 100-240VAC (85-264VAC) | Normal Close | 20Hz | ACC2
113061010 | PRCM12-2DN | 618.75 | 2mm | M12 | DC 3 wire | 12-24VDC (10-30VDC) | NPN, Normal Open | 1500Hz | DNC3(AT201)
113061012 | PRCM12-2DN | 0 | 2mm | M12 | DC 3 wire | 12-24VDC (10-30VDC) | NPN, Normal Open | 1500Hz | DNC3(48.5MM)(AT201)
113061020 | PRCM12-2DP | 618.75 | 2mm | M12 | DC 3 wire | 12-24VDC (10-30VDC) | PNP, Normal Open | 1500Hz | DPC3(AT201)
113061022 | PRCM12-2DP | 0 | 2mm | M12 | DC 3 wire | 12-24VDC (10-30VDC) | PNP, Normal Open | 1500Hz | DPC3(60MM)(AT201)
113061030 | PRCM12-2DN2 | 618.75 | 2mm | M12 | DC 3 wire | 12-24VDC (10-30VDC) | NPN, Normal Close | 1500Hz | DNC3(AT201)
113061040 | PRCM12-2DP2 | 618.75 | 2mm | M12 | DC 3 wire | 12-24VDC (10-30VDC) | PNP, Normal Close | 1500Hz | DPC3(AT201)
113061050 | PRCM12-4DN | 618.75 | 4mm | M12 | DC 3 wire | 12-24VDC (10-30VDC) | NPN, Normal Open | 500Hz | DNC3(AT201)
113061060 | PRCM12-4DP | 618.75 | 4mm | M12 | DC 3 wire | 12-24VDC (10-30VDC) | PNP, Normal Open | 500Hz | DPC3(AT201)
113061070 | PRCM12-4DN2 | 618.75 | 4mm | M12 | DC 3 wire | 12-24VDC (10-30VDC) | NPN, Normal Close | 500Hz | DNC3(AT201)
113061080 | PRCM12-4DP2 | 618.75 | 4mm | M12 | DC 3 wire | 12-24VDC (10-30VDC) | PNP, Normal Close | 500Hz | DPC3(AT201)
113061090 | PRCM18-5DN | 618.75 | 5mm | M18 | DC 3 wire | 12-24VDC (10-30VDC) | NPN, Normal Open | 500Hz | DNC3(AT201)
113061100 | PRCM18-5DP | 618.75 | 5mm | M18 | DC 3 wire | 12-24VDC (10-30VDC) | PNP, Normal Open | 500Hz | DPC3(AT201)
113061110 | PRCM18-5DN2 | 618.75 | 5mm | M18 | DC 3 wire | 12-24VDC (10-30VDC) | NPN, Normal Close | 500Hz | DNC3(AT201)
113061120 | PRCM18-5DP2 | 618.75 | 5mm | M18 | DC 3 wire | 12-24VDC (10-30VDC) | PNP, Normal Close | 500Hz | DPC3(AT201)
113061130 | PRCM18-8DN | 618.75 | 8mm | M18 | DC 3 wire | 12-24VDC (10-30VDC) | NPN, Normal Open | 350Hz | DNC3(AT201)
113061140 | PRCM18-8DP | 618.75 | 8mm | M18 | DC 3 wire | 12-24VDC (10-30VDC) | PNP, Normal Open | 350Hz | DPC3(AT201)
113061150 | PRCM18-8DN2 | 618.75 | 8mm | M18 | DC 3 wire | 12-24VDC (10-30VDC) | NPN, Normal Close | 350Hz | DNC3(AT201)
113061160 | PRCM18-8DP2 | 618.75 | 8mm | M18 | DC 3 wire | 12-24VDC (10-30VDC) | PNP, Normal Close | 350Hz | DPC3(AT201)
113061170 | PRCM30-10DN | 742.5 | 10mm | M30 | DC 3 wire | 12-24VDC (10-30VDC) | NPN, Normal Open | 400Hz | DNC3(AT201)
113061180 | PRCM30-10DP | 742.5 | 10mm | M30 | DC 3 wire | 12-24VDC (10-30VDC) | PNP, Normal Open | 400Hz | DPC3(AT201)
113061190 | PRCM30-10DN2 | 742.5 | 10mm | M30 | DC 3 wire | 12-24VDC (10-30VDC) | NPN, Normal Close | 400Hz | DNC3(AT201)
113061200 | PRCM30-10DP2 | 742.5 | 10mm | M30 | DC 3 wire | 12-24VDC (10-30VDC) | PNP, Normal Close | 400Hz | DPC3(AT201)
113061210 | PRCM30-15DN | 742.5 | 15mm | M30 | DC 3 wire | 12-24VDC (10-30VDC) | NPN, Normal Open | 200Hz | DNC3(AT201)
113061220 | PRCM30-15DP | 742.5 | 15mm | M30 | DC 3 wire | 12-24VDC (10-30VDC) | PNP, Normal Open | 200Hz | DPC3(AT201)
113061230 | PRCM30-15DN2 | 742.5 | 15mm | M30 | DC 3 wire | 12-24VDC (10-30VDC) | NPN, Normal Close | 200Hz | DNC3(AT201)
113061240 | PRCM30-15DP2 | 742.5 | 15mm | M30 | DC 3 wire | 12-24VDC (10-30VDC) | PNP, Normal Close | 200Hz | DPC3(AT201)
113062010 | PRCM12-2DN | 0 | 2mm | M12 | DC 3 wire | 12-24VDC (10-30VDC) | NPN, Normal Open | 1500Hz | DNC3(AT203)
113062030 | PRCM12-2DP | 0 | 2mm | M12 | DC 3 wire | 12-24VDC (10-30VDC) | PNP, Normal Open | 1500Hz | DPC3(AT203)
113062050 | PRCM12-4DN | 0 | 4mm | M12 | DC 3 wire | 12-24VDC (10-30VDC) | NPN, Normal Open | 500Hz | DNC3(AT203)
113062070 | PRCM12-4DP | 0 | 4mm | M12 | DC 3 wire | 12-24VDC (10-30VDC) | PNP, Normal Open | 500Hz | DPC3(AT203)
113070170 | PRCML18-5AO | 742.5 | 5mm | M18 | AC 2 wire | 100-240VAC (85-264VAC) | Normal Open | 20Hz | AOC2
113070180 | PRCML18-5AC | 742.5 | 5mm | M18 | AC 2 wire | 100-240VAC (85-264VAC) | Normal Close | 20Hz | ACC2
113070190 | PRCML18-8AO | 742.5 | 8mm | M18 | AC 2 wire | 100-240VAC (85-264VAC) | Normal Open | 20Hz | AOC2
113070200 | PRCML18-8AC | 742.5 | 8mm | M18 | AC 2 wire | 100-240VAC (85-264VAC) | Normal Close | 20Hz | ACC2
113070210 | PRCML30-10AO | 866.25 | 10mm | M30 | AC 2 wire | 100-240VAC (85-264VAC) | Normal Open | 20Hz | AOC2
113070220 | PRCML30-10AC | 866.25 | 10mm | M30 | AC 2 wire | 100-240VAC (85-264VAC) | Normal Close | 20Hz | ACC2
113070230 | PRCML30-15AO | 866.25 | 15mm | M30 | AC 2 wire | 100-240VAC (85-264VAC) | Normal Open | 20Hz | AOC2
113070240 | PRCML30-15AC | 866.25 | 15mm | M30 | AC 2 wire | 100-240VAC (85-264VAC) | Normal Close | 20Hz | ACC2
113070510 | PRCML12-2DP | 680.625 | 2mm | M12 | DC 3 wire | 12-24VDC (10-30VDC) | PNP, Normal Open | 1500Hz | DPC3(60MM)(AT201)
113071010 | PRCML18-5DN | 680.625 | 5mm | M18 | DC 3 wire | 12-24VDC (10-30VDC) | NPN, Normal Open | 500Hz | DNC3(AT201)
113071020 | PRCML18-5DP | 680.625 | 5mm | M18 | DC 3 wire | 12-24VDC (10-30VDC) | PNP, Normal Open | 500Hz | DPC3(AT201)
113071030 | PRCML18-5DN2 | 680.625 | 5mm | M18 | DC 3 wire | 12-24VDC (10-30VDC) | NPN, Normal Close | 500Hz | DNC3(AT201)
113071040 | PRCML18-5DP2 | 680.625 | 5mm | M18 | DC 3 wire | 12-24VDC (10-30VDC) | PNP, Normal Close | 500Hz | DPC3(AT201)
113071050 | PRCML18-8DN | 680.625 | 8mm | M18 | DC 3 wire | 12-24VDC (10-30VDC) | NPN, Normal Open | 350Hz | DNC3(AT201)
113071060 | PRCML18-8DP | 680.625 | 8mm | M18 | DC 3 wire | 12-24VDC (10-30VDC) | PNP, Normal Open | 350Hz | DPC3(AT201)
113071070 | PRCML18-8DN2 | 680.625 | 8mm | M18 | DC 3 wire | 12-24VDC (10-30VDC) | NPN, Normal Close | 350Hz | DNC3(AT201)
113071080 | PRCML18-8DP2 | 680.625 | 8mm | M18 | DC 3 wire | 12-24VDC (10-30VDC) | PNP, Normal Close | 350Hz | DPC3(AT201)
113071090 | PRCML30-10DN | 866.25 | 10mm | M30 | DC 3 wire | 12-24VDC (10-30VDC) | NPN, Normal Open | 400Hz | DNC3(AT201)
113071100 | PRCML30-10DP | 866.25 | 10mm | M30 | DC 3 wire | 12-24VDC (10-30VDC) | PNP, Normal Open | 400Hz | DPC3(AT201)
113071110 | PRCML30-10DN2 | 866.25 | 10mm | M30 | DC 3 wire | 12-24VDC (10-30VDC) | NPN, Normal Close | 400Hz | DNC3(AT201)
113071120 | PRCML30-10DP2 | 866.25 | 10mm | M30 | DC 3 wire | 12-24VDC (10-30VDC) | PNP, Normal Close | 400Hz | DPC3(AT201)
113071130 | PRCML30-15DN | 866.25 | 15mm | M30 | DC 3 wire | 12-24VDC (10-30VDC) | NPN, Normal Open | 200Hz | DNC3(AT201)
113071140 | PRCML30-15DP | 866.25 | 15mm | M30 | DC 3 wire | 12-24VDC (10-30VDC) | PNP, Normal Open | 200Hz | DPC3(AT201)
113071150 | PRCML30-15DN2 | 866.25 | 15mm | M30 | DC 3 wire | 12-24VDC (10-30VDC) | NPN, Normal Close | 200Hz | DNC3(AT201)
113071160 | PRCML30-15DP2 | 866.25 | 15mm | M30 | DC 3 wire | 12-24VDC (10-30VDC) | PNP, Normal Close | 200Hz | DPC3(AT201)
113080100 | PRWT30-10DC | 742.5 | 10mm | M30 | DC 2 wire | 12-24VDC (10-30VDC) | Normal Open | 400Hz | DCL2
113080120 | PRWT30-15DC | 742.5 | 15mm | M30 | DC 2 wire | 12-24VDC (10-30VDC) | Normal Open | 200Hz | DCL2
113080200 | PRWT18-8DC-I | 618.75 | 8mm | M18 | DC 2 wire | 12-24VDC (10-30VDC) | Normal Close | 350Hz | DCL2
113080211 | PRWT30-10DO-IV | 0 | [6 empty] | DOL2-H
113080260 | PRWT08-1.5DC | 0 | 1.5mm | M8 | DC 2 wire | 12-24VDC (10-30VDC) | Normal Close | 1500Hz | 0
113081010 | PRWT12-2DO | 618.75 | 2mm | M12 | DC 2 wire | 12-24VDC (10-30VDC) | Normal Open | 1500Hz | DOL2(AT204)
113081020 | PRWT12-2DC | 618.75 | 2mm | M12 | DC 2 wire | 12-24VDC (10-30VDC) | Normal Close | 1500Hz | DCL2(AT204)
113081030 | PRWT12-4DO | 618.75 | 4mm | M12 | DC 2 wire | 12-24VDC (10-30VDC) | Normal Open | 500Hz | DOL2(AT204)
113081040 | PRWT12-4DC | 618.75 | 4mm | M12 | DC 2 wire | 12-24VDC (10-30VDC) | Normal Close | 500Hz | DCL2(AT204)
113081050 | PRWT12-2DO-I | 618.75 | 2mm | M12 | DC 2 wire | 12-24VDC (10-30VDC) | Normal Open | 1500Hz | DOL2(AT204)
113081060 | PRWT12-2DC-I | 618.75 | [6 empty] | DCL2(AT204)
113081070 | PRWT12-4DO-I | 618.75 | 4mm | M12 | DC 2 wire | 12-24VDC (10-30VDC) | Normal Open | 500Hz | DOL2(AT204)
113081080 | PRWT12-4DC-I | 618.75 | 4mm | M12 | DC 2 wire | 12-24VDC (10-30VDC) | Normal Close | 500Hz | DCL2(AT204)
113081090 | PRWT18-5DO | 618.75 | 5mm | M18 | DC 2 wire | 12-24VDC (10-30VDC) | Normal Open | 500Hz | DOL2(AT204)
113081100 | PRWT18-5DC | 618.75 | 5mm | M18 | DC 2 wire | 12-24VDC (10-30VDC) | Normal Close | 500Hz | DCL2(AT204)
113081110 | PRWT18-8DO | 618.75 | 8mm | M18 | DC 2 wire | 12-24VDC (10-30VDC) | Normal Open | 350Hz | DOL2(AT204)
113081120 | PRWT18-8DC | 618.75 | 8mm | M18 | DC 2 wire | 12-24VDC (10-30VDC) | Normal Close | 350Hz | DCL2(AT204)
113081130 | PRWT18-5DO-I | 618.75 | 5mm | M18 | DC 2 wire | 12-24VDC (10-30VDC) | Normal Open | 500Hz | DOL2(AT204)
113081140 | PRWT18-5DC-I | 618.75 | 5mm | M18 | DC 2 wire | 12-24VDC (10-30VDC) | Normal Close | 500Hz | DCL2(AT204)
113081150 | PRWT18-8DO-I | 618.75 | 8mm | M18 | DC 2 wire | 12-24VDC (10-30VDC) | Normal Open | 350Hz | DOL2(AT204)
113081170 | PRWT30-10DO | 742.5 | 10mm | M30 | DC 2 wire | 12-24VDC (10-30VDC) | Normal Open | 400Hz | DOL2(AT204)
113081180 | PRWT30-10DC | 0 | [6 empty] | DCL2(AT204)
113081190 | PRWT30-15DO | 742.5 | 15mm | M30 | DC 2 wire | 12-24VDC (10-30VDC) | Normal Open | 200Hz | DOL2(AT204)
113081200 | PRWT30-15DC | 0 | [6 empty] | DCL2(AT204)
113081210 | PRWT30-10DO-I | 742.5 | 10mm | M30 | DC 2 wire | 12-24VDC (10-30VDC) | Normal Open | 400Hz | DOL2(AT204)
113081220 | PRWT30-10DC-I | 742.5 | 10mm | M30 | DC 2 wire | 12-24VDC (10-30VDC) | Normal Close | 400Hz | DCL2(AT204)
113081230 | PRWT30-15DO-I | 742.5 | 15mm | M30 | DC 2 wire | 12-24VDC (10-30VDC) | Normal Open | 200Hz | DOL2(AT204)
113081240 | PRWT30-15DC-I | 742.5 | 15mm | M30 | DC 2 wire | 12-24VDC (10-30VDC) | Normal Close | 200Hz | DCL2(AT204)
113081250 | PRWT30-10DO-V | 804.375 | 10mm | M30 | DC 2 wire | 12-24VDC (10-30VDC) | Normal Open | 400Hz | DOL2
113081260 | PRWT30-15DO-V | 804.375 | 15mm | M30 | DC 2 wire | 12-24VDC (10-30VDC) | Normal Open | 200Hz | DOL2
113081270 | PRWT30-10DO-IV | 804.375 | 10mm | M30 | DC 2 wire | 12-24VDC (10-30VDC) | Normal Open | 400Hz | DOL2
113081280 | PRWT30-15DO-IV | 804.375 | 15mm | M30 | DC 2 wire | 12-24VDC (10-30VDC) | Normal Open | 200Hz | DOL2
113081310 | PRWT08-1.5DO | 662.0625 | 1.5mm | M8 | DC 2 wire | 12-24VDC (10-30VDC) | Normal Open | 1500Hz | DOL2(AT204)
113081320 | PRWT08-1.5DC | 662.0625 | 1.5mm | M8 | DC 2 wire | 12-24VDC (10-30VDC) | Normal Close | 1500Hz | DCL2(AT204)
113081330 | PRWT08-2DO | 662.0625 | 2mm | M8 | DC 2 wire | 12-24VDC (10-30VDC) | Normal Open | 1000Hz | DOL2(AT204)
113081340 | PRWT08-2DC | 662.0625 | 2mm | M8 | DC 2 wire | 12-24VDC (10-30VDC) | Normal Close | 1000Hz | DCL2(AT204)
113081350 | PRWT08-1.5DO-I | 662.0625 | 1.5mm | M8 | DC 2 wire | 12-24VDC (10-30VDC) | Normal Open | 1500Hz | DOL2(AT204)
113081360 | PRWT08-1.5DC-I | 662.0625 | 1.5mm | M8 | DC 2 wire | 12-24VDC (10-30VDC) | Normal Close | 1500Hz | DCL2(AT204)
113081370 | PRWT08-2DO-I | 662.0625 | 2mm | M8 | DC 2 wire | 12-24VDC (10-30VDC) | Normal Open | 1000Hz | DOL2(AT204)
113081380 | PRWT08-2DC-I | 662.0625 | 2mm | M8 | DC 2 wire | 12-24VDC (10-30VDC) | Normal Close | 1000Hz | DCL2(AT204)
113081390 | PRWT08-1.5DO-V | 723.9375 | 1.5mm | M8 | DC 2 wire | 12-24VDC (10-30VDC) | Normal Open | 1500Hz | DOL2
113081400 | PRWT08-1.5DC-V | 723.9375 | 1.5mm | M8 | DC 2 wire | 12-24VDC (10-30VDC) | Normal Close | 1500Hz | DCL2
113081410 | PRWT08-2DO-V | 723.9375 | 2mm | M8 | DC 2 wire | 12-24VDC (10-30VDC) | Normal Open | 1000Hz | DOL2
113081420 | PRWT08-2DC-V | 723.9375 | 2mm | M8 | DC 2 wire | 12-24VDC (10-30VDC) | Normal Close | 1000Hz | DCL2
113081430 | PRWT08-1.5DO-IV | 723.9375 | 1.5mm | M8 | DC 2 wire | 12-24VDC (10-30VDC) | Normal Open | 1500Hz | DOL2
113081440 | PRWT08-1.5DC-IV | 723.9375 | 1.5mm | M8 | DC 2 wire | 12-24VDC (10-30VDC) | Normal Close | 1500Hz | DCL2
113081450 | PRWT08-2DO-IV | 723.9375 | 2mm | M8 | DC 2 wire | 12-24VDC (10-30VDC) | Normal Open | 1000Hz | DOL2
113081460 | PRWT08-2DC-IV | 723.9375 | 2mm | M8 | DC 2 wire | 12-24VDC (10-30VDC) | Normal Close | 1000Hz | DCL2
113081510 | PRWT12-2XO | 0 | [6 empty] | DOL2(AT204)
113081520 | PRWT12-2XC | 618.75 | [6 empty] | DOL2(AT204)
113081530 | PRWT12-4XO | 618.75 | [6 empty] | DOL2(AT204)
113081540 | PRWT12-4XC | 618.75 | [6 empty] | DOL2(AT204)
113081550 | PRWT12-2XO-I | 618.75 | [6 empty] | DOL2(AT204)
113081560 | PRWT12-2XC-I | 618.75 | [6 empty] | DOL2(AT204)
113081570 | PRWT12-4XO-I | 618.75 | [6 empty] | DOL2(AT204)
113081580 | PRWT12-4XC-I | 618.75 | [6 empty] | DOL2(AT204)
113081610 | PRWT18-5XO | 618.75 | [6 empty] | DOL2(AT204)
113081620 | PRWT18-5XC | 618.75 | [6 empty] | DOL2(AT204)
113081630 | PRWT18-8XO | 618.75 | [6 empty] | DOL2(AT204)
113081640 | PRWT18-8XC | 618.75 | [6 empty] | DOL2(AT204)
113081650 | PRWT18-5XO-I | 618.75 | [6 empty] | DOL2(AT204)
113081660 | PRWT18-5XC-I | 618.75 | [6 empty] | DOL2(AT204)
113081670 | PRWT18-8XO-I | 618.75 | [6 empty] | DOL2(AT204)
113081680 | PRWT18-8XC-I | 618.75 | [6 empty] | DOL2(AT204)
113081710 | PRWT30-10XO | 742.5 | [6 empty] | DOL2(AT204)
113081720 | PRWT30-10XC | 742.5 | [6 empty] | DOL2(AT204)
113081730 | PRWT30-15XO | 742.5 | [6 empty] | DOL2(AT204)
113081740 | PRWT30-15XC | 742.5 | [6 empty] | DOL2(AT204)
113081750 | PRWT30-10XO-I | 742.5 | [6 empty] | DOL2(AT204)
113081760 | PRWT30-10XC-I | 742.5 | [6 empty] | DOL2(AT204)
113081770 | PRWT30-15XO-I | 742.5 | [6 empty] | DOL2(AT204)
113081780 | PRWT30-15XC-I | 742.5 | [6 empty] | DOL2(AT204)
113090280 | PRW30-10DP2 | 742.5 | 10mm | M30 | DC 3 wire | 12-24VDC (10-30VDC) | PNP, Normal Close | 400Hz | DPL3
113090320 | PRW30-15DP2 | 742.5 | 15mm | M30 | DC 3 wire | 12-24VDC (10-30VDC) | PNP, Normal Close | 200Hz | DPL3
113090330 | PRW12-2AO | 742.5 | 2mm | M12 | AC 2 wire | 100-240VAC (85-264VAC) | Normal Open | 20Hz | AOL2
113090340 | PRW12-2AC | 742.5 | 2mm | M12 | AC 2 wire | 100-240VAC (85-264VAC) | Normal Close | 20Hz | ACL2
113090350 | PRW12-4AO | 742.5 | 4mm | M12 | AC 2 wire | 100-240VAC (85-264VAC) | Normal Open | 20Hz | AOL2
113090360 | PRW12-4AC | 742.5 | 4mm | M12 | AC 2 wire | 100-240VAC (85-264VAC) | Normal Close | 20Hz | ACL2
113090370 | PRW18-5AO | 742.5 | 5mm | M18 | AC 2 wire | 100-240VAC (85-264VAC) | Normal Open | 20Hz | AOL2
113090380 | PRW18-5AC | 742.5 | 5mm | M18 | AC 2 wire | 100-240VAC (85-264VAC) | Normal Close | 20Hz | ACL2
113090390 | PRW18-8AO | 742.5 | 8mm | M18 | AC 2 wire | 100-240VAC (85-264VAC) | Normal Open | 20Hz | AOL2
113090400 | PRW18-8AC | 742.5 | 8mm | M18 | AC 2 wire | 100-240VAC (85-264VAC) | Normal Close | 20Hz | ACL2
113090410 | PRW30-10AO | 773.4375 | 10mm | M30 | AC 2 wire | 100-240VAC (85-264VAC) | Normal Open | 20Hz | AOL2
113090420 | PRW30-10AC | 773.4375 | 10mm | M30 | AC 2 wire | 100-240VAC (85-264VAC) | Normal Close | 20Hz | ACL2
113090430 | PRW30-15AO | 773.4375 | 15mm | M30 | AC 2 wire | 100-240VAC (85-264VAC) | Normal Open | 20Hz | AOL2
113090440 | PRW30-15AC | 773.4375 | 15mm | M30 | AC 2 wire | 100-240VAC (85-264VAC) | Normal Close | 20Hz | ACL2
113091010 | PRW12-2DN | 618.75 | 2mm | M12 | DC 3 wire | 12-24VDC (10-30VDC) | NPN, Normal Open | 1500Hz | DNL3(AT201)
113091011 | PRW12-2DN | 0 | [6 empty] | DNL3(3M-V)
113091020 | PRW12-2DP | 618.75 | 2mm | M12 | DC 3 wire | 12-24VDC (10-30VDC) | PNP, Normal Open | 1500Hz | DPL3(AT201)
113091021 | PRW12-2DP | 0 | [6 empty] | DPL3(3M-V)
113091030 | PRW12-2DN2 | 618.75 | 2mm | M12 | DC 3 wire | 12-24VDC (10-30VDC) | NPN, Normal Close | 1500Hz | DNL3(AT201)
113091040 | PRW12-2DP2 | 618.75 | 2mm | M12 | DC 3 wire | 12-24VDC (10-30VDC) | PNP, Normal Close | 1500Hz | DPL3(AT201)
113091050 | PRW12-4DN | 618.75 | 4mm | M12 | DC 3 wire | 12-24VDC (10-30VDC) | NPN, Normal Open | 500Hz | DNL3(AT201)
113091051 | PRW12-4DN | 0 | [6 empty] | DNL3(3M-V)
113091060 | PRW12-4DP | 618.75 | 4mm | M12 | DC 3 wire | 12-24VDC (10-30VDC) | PNP, Normal Open | 500Hz | DPL3(AT201)
113091061 | PRW12-4DP | 0 | [6 empty] | DPL3(3M-V)
113091070 | PRW12-4DN2 | 618.75 | 4mm | M12 | DC 3 wire | 12-24VDC (10-30VDC) | NPN, Normal Close | 500Hz | DNL3(AT201)
113091080 | PRW12-4DP2 | 618.75 | 4mm | M12 | DC 3 wire | 12-24VDC (10-30VDC) | PNP, Normal Close | 500Hz | DPL3(AT201)
113091090 | PRW18-5DN | 618.75 | 5mm | M18 | DC 3 wire | 12-24VDC (10-30VDC) | NPN, Normal Open | 500Hz | DNL3(AT201)
113091091 | PRW18-5DN-DA | 618.75 | 5mm | M18 | DC 3 wire | 12-24VDC (10-30VDC) | NPN, Normal Open | 500Hz | DNL3(AT201)
113091092 | PRW18-5DN | 0 | [6 empty] | DNL3(3M-V)
113091100 | PRW18-5DP | 618.75 | 5mm | M18 | DC 3 wire | 12-24VDC (10-30VDC) | PNP, Normal Open | 500Hz | DPL3(AT201)
113091101 | PRW18-5DP | 0 | [6 empty] | DPL3(3M-V)
113091110 | PRW18-5DN2 | 618.75 | [6 empty] | DNL3(AT201)
113091120 | PRW18-5DP2 | 618.75 | 5mm | M18 | DC 3 wire | 12-24VDC (10-30VDC) | PNP, Normal Close | 500Hz | DPL3(AT201)
113091130 | PRW18-8DN | 618.75 | 8mm | M18 | DC 3 wire | 12-24VDC (10-30VDC) | NPN, Normal Open | 350Hz | DNL3(AT201)
113091131 | PRW18-8DN | 0 | [6 empty] | DNL3(3M-V)
113091140 | PRW18-8DP | 618.75 | 8mm | M18 | DC 3 wire | 12-24VDC (10-30VDC) | PNP, Normal Open | 350Hz | DPL3(AT201)
113091141 | PRW18-8DP | 0 | [6 empty] | DPL3(3M-V)
113091150 | PRW18-8DN2 | 618.75 | 8mm | M18 | DC 3 wire | 12-24VDC (10-30VDC) | NPN, Normal Close | 350Hz | DNL3(AT201)
113091160 | PRW18-8DP2 | 618.75 | 8mm | M18 | DC 3 wire | 12-24VDC (10-30VDC) | PNP, Normal Close | 350Hz | DPL3(AT201)
113091170 | PRW30-10DN | 742.5 | 10mm | M30 | DC 3 wire | 12-24VDC (10-30VDC) | NPN, Normal Open | 400Hz | DNL3(AT201)
113091180 | PRW30-10DP | 742.5 | 10mm | M30 | DC 3 wire | 12-24VDC (10-30VDC) | PNP, Normal Open | 400Hz | DPL3(AT201)
113091190 | PRW30-10DN2 | 742.5 | 10mm | M30 | DC 3 wire | 12-24VDC (10-30VDC) | NPN, Normal Close | 400Hz | DNL3(AT201)
113091200 | PRW30-10DP2 | 742.5 | 10mm | M30 | DC 3 wire | 12-24VDC (10-30VDC) | PNP, Normal Close | 400Hz | DPL3(AT201)
113091210 | PRW30-15DN | 742.5 | 15mm | M30 | DC 3 wire | 12-24VDC (10-30VDC) | NPN, Normal Open | 200Hz | DNL3(AT201)
113091220 | PRW30-15DP | 742.5 | 15mm | M30 | DC 3 wire | 12-24VDC (10-30VDC) | PNP, Normal Open | 200Hz | DPL3(AT201)
113091230 | PRW30-15DN2 | 742.5 | 15mm | M30 | DC 3 wire | 12-24VDC (10-30VDC) | NPN, Normal Close | 200Hz | DNL3(AT201)
113091240 | PRW30-15DP2 | 742.5 | 15mm | M30 | DC 3 wire | 12-24VDC (10-30VDC) | PNP, Normal Close | 200Hz | DPL3(AT201)
113091300 | PRW08-1.5DN | 662.0625 | 1.5mm | M8 | DC 3 wire | 12-24VDC (10-30VDC) | NPN, Normal Open | 1500Hz | DNL3(AT201)
113091310 | PRW08-1.5DP | 662.0625 | 1.5mm | M8 | DC 3 wire | 12-24VDC (10-30VDC) | PNP, Normal Open | 1500Hz | DPL3(AT201)
113091320 | PRW08-1.5DN2 | 662.0625 | 1.5mm | M8 | DC 3 wire | 12-24VDC (10-30VDC) | NPN, Normal Close | 1500Hz | DNL3(AT201)
113091330 | PRW08-1.5DP2 | 662.0625 | 1.5mm | M8 | DC 3 wire | 12-24VDC (10-30VDC) | PNP, Normal Close | 1500Hz | DPL3(AT201)
113091340 | PRW08-2DN | 662.0625 | 2mm | M8 | DC 3 wire | 12-24VDC (10-30VDC) | NPN, Normal Open | 1000Hz | DNL3(AT201)
113091350 | PRW08-2DP | 662.0625 | 2mm | M8 | DC 3 wire | 12-24VDC (10-30VDC) | PNP, Normal Open | 1000Hz | DPL3(AT201)
113091360 | PRW08-2DN2 | 662.0625 | 2mm | M8 | DC 3 wire | 12-24VDC (10-30VDC) | NPN, Normal Close | 1000Hz | DNL3(AT201)
113091370 | PRW08-2DP2 | 662.0625 | 2mm | M8 | DC 3 wire | 12-24VDC (10-30VDC) | PNP, Normal Close | 1000Hz | DPL3(AT201)
113091510 | PRW08-1.5DN-V | 723.9375 | 1.5mm | M8 | DC 3 wire | 12-24VDC (10-30VDC) | NPN, Normal Open | 1500Hz | DNL3
113091520 | PRW08-1.5DP-V | 723.9375 | 1.5mm | M8 | DC 3 wire | 12-24VDC (10-30VDC) | PNP, Normal Open | 1500Hz | DPL3
113091530 | PRW08-2DN-V | 723.9375 | 2mm | M8 | DC 3 wire | 12-24VDC (10-30VDC) | NPN, Normal Open | 1000Hz | DNL3
113091540 | PRW08-2DP-V | 723.9375 | 2mm | M8 | DC 3 wire | 12-24VDC (10-30VDC) | PNP, Normal Open | 1000Hz | DPL3
113091550 | PRW08-1.5DN2-V | 0 | [6 empty] | DNL3
113091560 | PRW08-1.5DP2-V | 0 | [6 empty] | DPL3
113091570 | PRW08-2DN2-V | 0 | [6 empty] | DNL3
113091580 | PRW08-2DP2-V | 0 | [6 empty] | DPL3
113091810 | PRW30-10DN-V | 804.375 | 10mm | M30 | DC 3 wire | 12-24VDC (10-30VDC) | NPN, Normal Open | 400Hz | DNL3
113091811 | PRW30-10DN-V | 0 | [6 empty] | DNL3(3M)
113091820 | PRW30-10DP-V | 804.375 | 10mm | M30 | DC 3 wire | 12-24VDC (10-30VDC) | PNP, Normal Open | 400Hz | DPL3
113091821 | PRW30-10DP-V | 0 | [6 empty] | DPL3(3M)
113091830 | PRW30-15DN-V | 804.375 | 15mm | M30 | DC 3 wire | 12-24VDC (10-30VDC) | NPN, Normal Open | 200Hz | DNL3
113091831 | PRW30-15DN-V | 0 | [6 empty] | DNL3(3M)
113091840 | PRW30-15DP-V | 804.375 | 15mm | M30 | DC 3 wire | 12-24VDC (10-30VDC) | PNP, Normal Open | 200Hz | DPL3
113091841 | PRW30-15DP-V | 0 | [6 empty] | DPL3(3M)
113091850 | PRW30-10DN2-V | 0 | [6 empty] | DNL3
113091860 | PRW30-10DP2-V | 0 | 10mm | M30 | DC 3 wire | 12-24VDC (10-30VDC) | PNP, Normal Close | 400Hz | DPL3
113091870 | PRW30-15DN2-V | 0 | [6 empty] | DNL3
113091880 | PRW30-15DP2-V | 0 | 15mm | M30 | DC 3 wire | 12-24VDC (10-30VDC) | PNP, Normal Close | 200Hz | DPL3
113100170 | PRWL18-5AO | 742.5 | 5mm | M18 | AC 2 wire | 100-240VAC (85-264VAC) | Normal Open | 20Hz | AOL2
113100180 | PRWL18-5AC | 742.5 | 5mm | M18 | AC 2 wire | 100-240VAC (85-264VAC) | Normal Close | 20Hz | ACL2
113100190 | PRWL18-8AO | 742.5 | 8mm | M18 | AC 2 wire | 100-240VAC (85-264VAC) | Normal Open | 20Hz | AOL2
113100200 | PRWL18-8AC | 742.5 | 8mm | M18 | AC 2 wire | 100-240VAC (85-264VAC) | Normal Close | 20Hz | ACL2
113100210 | PRWL30-10AO | 866.25 | 10mm | M30 | AC 2 wire | 100-240VAC (85-264VAC) | Normal Open | 20Hz | AOL2
113100220 | PRWL30-10AC | 866.25 | 10mm | M30 | AC 2 wire | 100-240VAC (85-264VAC) | Normal Close | 20Hz | ACL2
113100230 | PRWL30-15AO | 866.25 | 15mm | M30 | AC 2 wire | 100-240VAC (85-264VAC) | Normal Open | 20Hz | AOL2
113100240 | PRWL30-15AC | 866.25 | 15mm | M30 | AC 2 wire | 100-240VAC (85-264VAC) | Normal Close | 20Hz | ACL2
113101010 | PRWL18-5DN | 649.6875 | 5mm | M18 | DC 3 wire | 12-24VDC (10-30VDC) | NPN, Normal Open | 500Hz | DNL3(AT201)
113101020 | PRWL18-5DP | 649.6875 | 5mm | M18 | DC 3 wire | 12-24VDC (10-30VDC) | PNP, Normal Open | 500Hz | DPL3(AT201)
113101030 | PRWL18-5DN2 | 649.6875 | 5mm | M18 | DC 3 wire | 12-24VDC (10-30VDC) | NPN, Normal Close | 500Hz | DNL3(AT201)
113101040 | PRWL18-5DP2 | 649.6875 | 5mm | M18 | DC 3 wire | 12-24VDC (10-30VDC) | PNP, Normal Close | 500Hz | DPL3(AT201)
113101050 | PRWL18-8DN | 649.6875 | 8mm | M18 | DC 3 wire | 12-24VDC (10-30VDC) | NPN, Normal Open | 350Hz | DNL3(AT201)
113101060 | PRWL18-8DP | 649.6875 | 8mm | M18 | DC 3 wire | 12-24VDC (10-30VDC) | PNP, Normal Open | 350Hz | DPL3(AT201)
113101070 | PRWL18-8DN2 | 649.6875 | 8mm | M18 | DC 3 wire | 12-24VDC (10-30VDC) | NPN, Normal Close | 350Hz | DNL3(AT201)
113101080 | PRWL18-8DP2 | 649.6875 | 8mm | M18 | DC 3 wire | 12-24VDC (10-30VDC) | PNP, Normal Close | 350Hz | DPL3(AT201)
113101090 | PRWL30-10DN | 773.4375 | 10mm | M30 | DC 3 wire | 12-24VDC (10-30VDC) | NPN, Normal Open | 400Hz | DNL3(AT201)
113101100 | PRWL30-10DP | 773.4375 | 10mm | M30 | DC 3 wire | 12-24VDC (10-30VDC) | PNP, Normal Open | 400Hz | DPL3(AT201)
113101110 | PRWL30-10DN2 | 773.4375 | 10mm | M30 | DC 3 wire | 12-24VDC (10-30VDC) | NPN, Normal Close | 400Hz | DNL3(AT201)
113101120 | PRWL30-10DP2 | 773.4375 | 10mm | M30 | DC 3 wire | 12-24VDC (10-30VDC) | PNP, Normal Close | 400Hz | DPL3(AT201)
113101130 | PRWL30-15DN | 773.4375 | 15mm | M30 | DC 3 wire | 12-24VDC (10-30VDC) | NPN, Normal Open | 200Hz | DNL3(AT201)
113101140 | PRWL30-15DP | 773.4375 | 15mm | M30 | DC 3 wire | 12-24VDC (10-30VDC) | PNP, Normal Open | 200Hz | DPL3(AT201)
113101150 | PRWL30-15DN2 | 773.4375 | 15mm | M30 | DC 3 wire | 12-24VDC (10-30VDC) | NPN, Normal Close | 200Hz | DNL3(AT201)
113101160 | PRWL30-15DP2 | 773.4375 | 15mm | M30 | DC 3 wire | 12-24VDC (10-30VDC) | PNP, Normal Close | 200Hz | DPL3(AT201)
113101170 | PRWL08-1.5DN | 971.4375 | 1.5mm | M8 | DC 3 wire | 12-24VDC (10-30VDC) | NPN, Normal Open | 1500Hz | DNL3(AT201)
113101180 | PRWL08-1.5DP | 971.4375 | 1.5mm | M8 | DC 3 wire | 12-24VDC (10-30VDC) | PNP, Normal Open | 1500Hz | DPL3(AT201)
113101190 | PRWL08-1.5DN2 | 971.4375 | 1.5mm | M8 | DC 3 wire | 12-24VDC (10-30VDC) | NPN, Normal Close | 1500Hz | DNL3(AT201)
113101200 | PRWL08-1.5DP2 | 971.4375 | 1.5mm | M8 | DC 3 wire | 12-24VDC (10-30VDC) | PNP, Normal Close | 1500Hz | DPL3(AT201)
113101210 | PRWL08-2DN | 971.4375 | 2mm | M8 | DC 3 wire | 12-24VDC (10-30VDC) | NPN, Normal Open | 1000Hz | DNL3(AT201)
113101220 | PRWL08-2DP | 971.4375 | 2mm | M8 | DC 3 wire | 12-24VDC (10-30VDC) | PNP, Normal Open | 1000Hz | DPL3(AT201)
113101230 | PRWL08-2DN2 | 971.4375 | 2mm | M8 | DC 3 wire | 12-24VDC (10-30VDC) | NPN, Normal Close | 1000Hz | DNL3(AT201)
113101240 | PRWL08-2DP2 | 971.4375 | 2mm | M8 | DC 3 wire | 12-24VDC (10-30VDC) | PNP, Normal Close | 1000Hz | DPL3(AT201)
113110500 | PRAT12-2DO | 959.0625 | 2mm | M12 | DC 2 wire | 12-24VDC (10-30VDC) | Normal Open | 1500Hz | DOL2(AT204)
113110501 | PRAT12-2DO | 1144.6875 | 2mm | M12 | DC 2 wire | 12-24VDC (10-30VDC) | Normal Open | 1500Hz | DOL2(5M)(AT204)
113110502 | PRAT12-2DO-V | 0 | [6 empty] | DOL2(5M)
113110510 | PRAT12-2DC | 959.0625 | 2mm | M12 | DC 2 wire | 12-24VDC (10-30VDC) | Normal Close | 1500Hz | DCL2(AT204)
113110511 | PRAT12-2DC-V | 0 | [6 empty] | DCL2(5M)
113110520 | PRAT18-5DO | 1051.875 | 5mm | M18 | DC 2 wire | 12-24VDC (10-30VDC) | Normal Open | 500Hz | DOL2(AT204)
113110521 | PRAT18-5DO | 1175.625 | 5mm | M18 | DC 2 wire | 12-24VDC (10-30VDC) | Normal Open | 500Hz | DOL2(4M)(AT204)
113110522 | PRAT18-5DO-NP | 0 | [6 empty] | DOL2(AT204)
113110523 | PRAT18-5DO | 1237.5 | 5mm | M18 | DC 2 wire | 12-24VDC (10-30VDC) | Normal Open | 500Hz | DOL2(5M)(AT204)
113110530 | PRAT18-5DC | 1051.875 | 5mm | M18 | DC 2 wire | 12-24VDC (10-30VDC) | Normal Close | 500Hz | DCL2(AT204)
113110531 | PRAT18-5DC-NP | 0 | [6 empty] | DCL2(AT204)
113110540 | PRAT30-10DO | 1299.375 | 10mm | M30 | DC 2 wire | 12-24VDC (10-30VDC) | Normal Open | 400Hz | DOL2(AT204)
113110541 | PRAT30-10DO | 1485 | 10mm | M30 | DC 2 wire | 12-24VDC (10-30VDC) | Normal Open | 400Hz | DOL2(5M)(AT204)
113110542 | PRAT30-10DO-V | 0 | [6 empty] | DOL2(5M)
113110550 | PRAT30-10DC | 1299.375 | 10mm | M30 | DC 2 wire | 12-24VDC (10-30VDC) | Normal Close | 400Hz | DCL2(AT204)
113110551 | PRAT30-10DC-V | 0 | [6 empty] | DCL2(5M)
113111510 | PRAT12-2XO | 959.0625 | [6 empty] | DOL2(AT204)
113111520 | PRAT12-2XC | 959.0625 | [6 empty] | DOL2(AT204)
113111610 | PRAT18-5XO | 1051.875 | [6 empty] | DOL2(AT204)
113111620 | PRAT18-5XC | 1051.875 | [6 empty] | DOL2(AT204)
113111710 | PRAT30-10XO | 1299.375 | [6 empty] | DOL2(AT204)
113111720 | PRAT30-10XC | 1299.375 | [6 empty] | DOL2(AT204)
113120130 | PRA12-2AO | 1144.6875 | 2mm | M12 | AC 2 wire | 100-240VAC (85-264VAC) | Normal Open | 20Hz | AOL2
113120140 | PRA12-2AC | 1144.6875 | 2mm | M12 | AC 2 wire | 100-240VAC (85-264VAC) | Normal Open | 20Hz | ACL2
113120150 | PRA18-5AO | 1237.5 | 5mm | M18 | AC 2 wire | 100-240VAC (85-264VAC) | Normal Open | 20Hz | AOL2
113120160 | PRA18-5AC | 1237.5 | 5mm | M18 | AC 2 wire | 100-240VAC (85-264VAC) | Normal Open | 20Hz | ACL2
113120170 | PRA30-10AO | 1485 | 10mm | M30 | AC 2 wire | 100-240VAC (85-264VAC) | Normal Open | 20Hz | AOL2
113120180 | PRA30-10AC | 1485 | 10mm | M30 | AC 2 wire | 100-240VAC (85-264VAC) | Normal Open | 20Hz | ACL2
113121010 | PRA12-2DN | 959.0625 | 2mm | M12 | DC 3 wire | 12-24VDC (10-30VDC) | NPN, Normal Open | 1500Hz | DNL3(AT201)
113121020 | PRA12-2DP | 959.0625 | 2mm | M12 | DC 3 wire | 12-24VDC (10-30VDC) | PNP, Normal Open | 1500Hz | DPL3(AT201)
113121030 | PRA12-2DN2 | 959.0625 | 2mm | M12 | DC 3 wire | 12-24VDC (10-30VDC) | NPN, Normal Close | 1500Hz | DNL3(AT201)
113121040 | PRA12-2DP2 | 959.0625 | 2mm | M12 | DC 3 wire | 12-24VDC (10-30VDC) | PNP, Normal Close | 1500Hz | DPL3(AT201)
113121050 | PRA18-5DN | 1051.875 | 5mm | M18 | DC 3 wire | 12-24VDC (10-30VDC) | NPN, Normal Open | 500Hz | DNL3(AT201)
113121060 | PRA18-5DP | 1051.875 | 5mm | M18 | DC 3 wire | 12-24VDC (10-30VDC) | PNP, Normal Open | 500Hz | DPL3(AT201)
113121070 | PRA18-5DN2 | 1051.875 | 5mm | M18 | DC 3 wire | 12-24VDC (10-30VDC) | NPN, Normal Close | 500Hz | DNL3(AT201)
113121080 | PRA18-5DP2 | 1051.875 | 5mm | M18 | DC 3 wire | 12-24VDC (10-30VDC) | PNP, Normal Close | 500Hz | DPL3(AT201)
113121090 | PRA30-10DN | 1299.375 | 10mm | M30 | DC 3 wire | 12-24VDC (10-30VDC) | NPN, Normal Open | 400Hz | DNL3(AT201)
113121100 | PRA30-10DP | 1299.375 | 10mm | M30 | DC 3 wire | 12-24VDC (10-30VDC) | PNP, Normal Open | 400Hz | DPL3(AT201)
113121110 | PRA30-10DN2 | 1299.375 | 10mm | M30 | DC 3 wire | 12-24VDC (10-30VDC) | NPN, Normal Close | 400Hz | DNL3(AT201)
113121120 | PRA30-10DP2 | 1299.375 | 10mm | M30 | DC 3 wire | 12-24VDC (10-30VDC) | PNP, Normal Close | 400Hz | DPL3(AT201)
113130510 | PRAWT12-2DO | 1095.1875 | 2mm | M12 | DC 2 wire | 12-24VDC (10-30VDC) | Normal Open | 1500Hz | DOL2(AT204)
113130520 | PRAWT12-2DC | 1095.1875 | 2mm | M12 | DC 2 wire | 12-24VDC (10-30VDC) | Normal Close | 1500Hz | DCL2(AT204)
113130530 | PRAWT12-2DO-I | 1095.1875 | 2mm | M12 | DC 2 wire | 12-24VDC (10-30VDC) | Normal Open | 1500Hz | DOL2(AT204)
113130540 | PRAWT12-2DC-I | 1095.1875 | 2mm | M12 | DC 2 wire | 12-24VDC (10-30VDC) | Normal Close | 1500Hz | DCL2(AT204)
113130550 | PRAWT18-5DO | 1188 | 5mm | M18 | DC 2 wire | 12-24VDC (10-30VDC) | Normal Open | 500Hz | DOL2(AT204)
113130560 | PRAWT18-5DC | 1188 | 5mm | M18 | DC 2 wire | 12-24VDC (10-30VDC) | Normal Close | 500Hz | DCL2(AT204)
113130570 | PRAWT18-5DO-I | 1188 | 5mm | M18 | DC 2 wire | 12-24VDC (10-30VDC) | Normal Open | 500Hz | DOL2(AT204)
113130580 | PRAWT18-5DC-I | 1188 | 5mm | M18 | DC 2 wire | 12-24VDC (10-30VDC) | Normal Close | 500Hz | DCL2(AT204)
113130590 | PRAWT30-10DO | 1435.5 | 10mm | M30 | DC 2 wire | 12-24VDC (10-30VDC) | Normal Open | 400Hz | DOL2(AT204)
113130600 | PRAWT30-10DC | 1435.5 | 10mm | M30 | DC 2 wire | 12-24VDC (10-30VDC) | Normal Close | 400Hz | DCL2(AT204)
113130610 | PRAWT30-10DO-I | 1435.5 | 10mm | M30 | DC 2 wire | 12-24VDC (10-30VDC) | Normal Open | 400Hz | DOL2(AT204)
113130620 | PRAWT30-10DC-I | 1435.5 | 10mm | M30 | DC 2 wire | 12-24VDC (10-30VDC) | Normal Close | 400Hz | DCL2(AT204)
113131510 | PRAWT12-2XO | 1095.1875 | [6 empty] | DCL2(AT204)
113131520 | PRAWT12-2XC | 1095.1875 | [6 empty] | DCL2(AT204)
113131550 | PRAWT12-2XO-I | 1095.1875 | [6 empty] | DCL2(AT204)
113131560 | PRAWT12-2XC-I | 1095.1875 | [6 empty] | DCL2(AT204)
113131610 | PRAWT18-5XO | 1188 | [6 empty] | DCL2(AT204)
113131620 | PRAWT18-5XC | 1188 | [6 empty] | DCL2(AT204)
113131650 | PRAWT18-5XO-I | 1188 | [6 empty] | DCL2(AT204)
113131660 | PRAWT18-5XC-I | 1188 | [6 empty] | DCL2(AT204)
113131710 | PRAWT30-10XO | 1435.5 | [6 empty] | DCL2(AT204)
113131720 | PRAWT30-10XC | 1435.5 | [6 empty] | DCL2(AT204)
113131750 | PRAWT30-10XO-I | 1435.5 | [6 empty] | DCL2(AT204)
113131760 | PRAWT30-10XC-I | 1435.5 | [6 empty] | DCL2(AT204)
113150010 | CR18-8DN | 866.25 | 8mm | M18 | DC 3 wire, hield type | 12-24VDC (10-30VDC) | NPN, Normal Open | 50Hz | DNL3
113150011 | CR18-8DN | 0 | 8mm | M18 | DC 3 wire, hield type | 12-24VDC (10-30VDC) | NPN, Normal Open | 50Hz | DNL3(5M)
113150020 | CR18-8DP | 866.25 | 8mm | M18 | DC 3 wire, hield type | 12-24VDC (10-30VDC) | PNP, Normal Open | 50Hz | DPL3
113150021 | CR18-8DP | 0 | [6 empty] | DPL3(810MM)
113150030 | CR18-8DN2 | 866.25 | 8mm | M18 | DC 3 wire, hield type | 12-24VDC (10-30VDC) | NPN, Normal Close | 50Hz | DNL3
113150040 | CR30-15DN | 1051.875 | 15mm | M30 | DC 3 wire, Non Shield type | 12-24VDC (10-30VDC) | NPN, Normal Open | 50Hz | DNL3
113150042 | CR30-15DN | 1237.5 | 15mm | M30 | DC 3 wire, Non Shield type | 12-24VDC (10-30VDC) | NPN, Normal Open | 50Hz | DNL3(5M)
113150050 | CR30-15DP | 1051.875 | 15mm | M30 | DC 3 wire, Non Shield type | 12-24VDC (10-30VDC) | PNP, Normal Open | 50Hz | DPL3
113150052 | CR30-15DP | 1237.5 | 15mm | M30 | DC 3 wire, Non Shield type | 12-24VDC (10-30VDC) | PNP, Normal Open | 50Hz | DPL3(5M)
113150060 | CR30-15DN2 | 1051.875 | 15mm | M30 | DC 3 wire, Non Shield type | 12-24VDC (10-30VDC) | NPN, Normal Close | 50Hz | DNL3
113150070 | CR18-8AO | 1051.875 | 8mm | M18 | AC 2 wire, Shield type | 12-24VDC (10-30VDC) | Normal Open | 20Hz | AOL2
113150080 | CR18-8AC | 1051.875 | 8mm | M18 | AC 2 wire, Shield type | 12-24VDC (10-30VDC) | Normal Close | 20Hz | ACL2
113150090 | CR30-15AO | 1237.5 | 15mm | M30 | AC 2 wire, Non Shield type | 100-240VAC (85-264VAC) | Normal Open | 20Hz | AOL2
113150100 | CR30-15AC | 1237.5 | 15mm | M30 | AC 2 wire, Non Shield type | 100-240VAC (85-264VAC) | Normal Close | 20Hz | ACL2
113150110 | CR18-12DN | 0 | [6 empty] | DNL3
113150120 | CR18-12DN2 | 0 | [6 empty] | DNL3
113150130 | CR18-12DP | 0 | [6 empty] | DPL3
113150140 | CR18-12DP2 | 0 | [6 empty] | DPL3
113171010 | PS12-4DN | 556.875 | 4mm | W12 X H12 X L45mm | Square 12 | 12-24VDC (10-30VDC) | NPN, Normal Open | 500Hz | DNL3(AT201)
113171011 | PS12-4DN | 0 | 4mm | W12 X H12 X L45mm | Square 12 | 12-24VDC (10-30VDC) | NPN, Normal Open | 500Hz | DNL3(5M)(AT201)
113171020 | PS12-4DP | 556.875 | 4mm | W12 X H12 X L45mm | Square 12 | 12-24VDC (10-30VDC) | PNP, Normal Open | 500Hz | DPL3(AT201)
113171030 | PS12-4DN2 | 556.875 | 4mm | W12 X H12 X L45mm | Square 12 | 12-24VDC (10-30VDC) | NPN, Normal Close | 500Hz | DNL3(AT201)
113171040 | PS12-4DNU | 556.875 | 4mm | W12 X H12 X L45mm | Square 12 | 12-24VDC (10-30VDC) | NPN, Normal Open | 500Hz | DNL3(AT201)
113171050 | PS12-4DPU | 556.875 | 4mm | W12 X H12 X L45mm | Square 12 | 12-24VDC (10-30VDC) | PNP, Normal Open | 500Hz | DPL3(AT201)
113171060 | PS12-4DN2U | 556.875 | 4mm | W12 X H12 X L45mm | Square 12 | 12-24VDC (10-30VDC) | NPN, Normal Close | 500Hz | DNL3(AT201)
113171380 | PS50-30DN | 1113.75 | 30mm | W53 X H53 X L35mm | Square 50 | 12-24VDC (10-30VDC) | NPN, Normal Open | 50Hz | DNL3(AT201)
113171381 | PS50-30DN | 0 | 30mm | W53 X H53 X L35mm | Square 50 | 12-24VDC (10-30VDC) | NPN, Normal Open | 50Hz | DNL3(6M)(AT201)
113171390 | PS50-30DP | 1113.75 | 30mm | W53 X H53 X L35mm | Square 50 | 12-24VDC (10-30VDC) | PNP, Normal Open | 50Hz | DPL3(AT201)
113171400 | PS50-30DN2 | 1113.75 | 30mm | W53 X H53 X L35mm | Square 50 | 12-24VDC (10-30VDC) | NPN, Normal Close | 50Hz | DNL3(AT201)
113171410 | PS50-30DP2 | 1113.75 | 30mm | W53 X H53 X L35mm | Square 50 | 12-24VDC (10-30VDC) | PNP, Normal Close | 50Hz | DPL3(AT201)
113180010 | AS80-50DN3 | 2629.6875 | 50mm | W150 X H150 X L45mm | Square 80 | 12-48VDC (10-65VDC) | NPN, NO + NC | 30Hz | NO+NC
113180020 | AS80-50DP3 | 2629.6875 | 50mm | W150 X H150 X L45mm | Square 80 | 12-48VDC (10-65VDC) | PNP, NO + NC | 30Hz | NO+NC
113180500 | AS80-50DN3 | 2629.6875 | [6 empty] | NO+NC(65VDC)
113180510 | AS80-50DP3 | 2629.6875 | [6 empty] | NO+NC(65VDC)
113180511 | AS80-50DP3 | 2877.1875 | [6 empty] | NO+NC(65VDC)(6M)
113191010 | PFI25-8DN | 618.75 | 8mm | W25 X H25 X L10mm | Square 25 | 12-24VDC (10-30VDC) | NPN, Normal Open | 200Hz | DNL3(AT201)
113191012 | PFI25-8DN | 0 | [6 empty] | DNL3(AT201)(5M)
113191014 | PFI25-8DN | 0 | [6 empty] | DNL3(AT203)(JG)
113191015 | PFI25-8DN | 0 | [6 empty] | DNL3(AT203)(JG)(5M)
113191020 | PFI25-8DP | 618.75 | 8mm | W25 X H25 X L10mm | Square 25 | 12-24VDC (10-30VDC) | PNP, Normal Open | 200Hz | DPL3(AT201)
113191021 | PFI25-8DP | 618.75 | 8mm | W25 X H25 X L10mm | Square 25 | 12-24VDC (10-30VDC) | PNP, Normal Open | 200Hz | DPL3(2.3M)(AT201)
113191030 | PFI25-8DN2 | 618.75 | 8mm | W25 X H25 X L10mm | Square 25 | 12-24VDC (10-30VDC) | NPN, Normal Close | 200Hz | DNL3(AT201)
113191040 | PFI25-8DP2 | 618.75 | 8mm | W25 X H25 X L10mm | Square 25 | 12-24VDC (10-30VDC) | PNP, Normal Close | 200Hz | DPL3(AT201)
113191050 | PFI25-8DN-H | 0 | [6 empty] | OLS(AT201)
113191060 | PFI25-8DN-H | 0 | [6 empty] | OLS(5M)(AT201)
113191070 | PFI25-8DN-H | 0 | [6 empty] | CLS(AT201)
113191080 | PFI25-8DN-H | 0 | [6 empty] | CLS(5M)(AT201)
113191090 | PFI25-8DN-H | 0 | [6 empty] | DNL3(5M)
113192010 | PFI25-8AO | 952.875 | 8mm | W25 X H25 X L10mm | Square 25 | 12-24VDC (10-30VDC) | Normal Open | 20Hz | AOL2
113192020 | PFI25-8AC | 952.875 | 8mm | W25 X H25 X L10mm | Square 25 | 12-24VDC (10-30VDC) | Normal Close | 20Hz | ACL2
113240050 | PSN17-5DN | 433.125 | 5mm | W17 X H17 X L36mm | Square 17 | 12-24VDC (10-30VDC) | NPN, Normal Open | 700Hz | DNL3(AT201)
113230030 | PSNT17-5DO | 0 | [6 empty] | DOL2(DSI)
113230050 | PSNT17-5DC | 0 | [6 empty] | DCL2(DSI)
113230110 | PSNT17-5DO | 433.125 | 5mm | W17 X H17 X L36mm | Square 17 | 12-24VDC (10-30VDC) | Normal Open | 500Hz | DOL2(AT204)
113230120 | PSNT17-5DO | 0 | 5mm | W17 X H17 X L36mm | Square 17 | 12-24VDC (10-30VDC) | Normal Open | 500Hz | DOL2(5M)(AT204)
113230130 | PSNT17-5DO | 0 | [6 empty] | DOL2(DSI)(AT204)
113230140 | PSNT17-5DC | 433.125 | 5mm | W17 X H17 X L36mm | Square 17 | 12-24VDC (10-30VDC) | Normal Close | 500Hz | DCL2(AT204)
113230150 | PSNT17-5DC | 0 | [6 empty] | DCL2(DSI)(AT204)
113230151 | PSNT17-5DC | 618.75 | 5mm | W17 X H17 X L36mm | Square 17 | 12-24VDC (10-30VDC) | Normal Close | 500Hz | DCL2(5M)(AT204)
113230160 | PSNT17-5DOU | 433.125 | 5mm | W17 X H17 X L36mm | Square 17 | 12-24VDC (10-30VDC) | Normal Open | 500Hz | DOL2(AT204)
113230170 | PSNT17-5DCU | 433.125 | 5mm | W17 X H17 X L36mm | Square 17 | 12-24VDC (10-30VDC) | Normal Close | 500Hz | DCL2(AT204)
113240051 | PSN17-5DN | 464.0625 | 5mm | W17 X H17 X L36mm | Square 17 | 12-24VDC (10-30VDC) | NPN, Normal Open | 700Hz | DNL3(3M)(AT201)
113240052 | PSN17-5DN | 525.9375 | 5mm | W17 X H17 X L36mm | Square 17 | 12-24VDC (10-30VDC) | NPN, Normal Open | 700Hz | DNL3(5M)(AT201)
113240053 | PSN17-5DN(C) | 0 | [6 empty] | DNL3(AT201)
113240054 | PSNW17-5DN | 0 | [6 empty] | DNL3(0.15M)(AT203)
113240060 | PSN17-5DP | 433.125 | [6 empty] | DPL3(AT201)
113240061 | PSN17-5DP | 464.0625 | 5mm | W17 X H17 X L36mm | Square 17 | 12-24VDC (10-30VDC) | PNP, Normal Open | 700Hz | DPL3(3M)(AT201)
113240062 | PSN17-5DP | 525.9375 | 5mm | W17 X H17 X L36mm | Square 18 | 12-24VDC (10-30VDC) | PNP, Normal Open | 700Hz | DPL3(5M)(AT201)
113240063 | PSN17-5DP2 | 433.125 | 5mm | W17 X H17 X L36mm | Square 17 | 12-24VDC (10-30VDC) | PNP, Normal Open | 700Hz | DPL3(AT201)
113240064 | PSN17-5DP2 | 464.0625 | 5mm | W17 X H17 X L36mm | Square 17 | 12-24VDC (10-30VDC) | PNP, Normal Close | 700Hz | DPL3(3M)(AT201)
113240070 | PSN17-5DN2 | 433.125 | 5mm | W17 X H17 X L36mm | Square 17 | 12-24VDC (10-30VDC) | NPN, Normal Close | 700Hz | DNL3(AT201)
113240071 | PSN17-5DN2 | 0 | [6 empty] | DNL3(5M)(AT201)
113240080 | PSN17-5DNU | 433.125 | [6 empty] | DNL3(AT201)
113240081 | PSN17-5DPU | 433.125 | 5mm | W17 X H17 X L36mm | Square 17 | 12-24VDC (10-30VDC) | PNP, Normal Open | 700Hz | DPL3(AT201)
113240082 | PSN17-5DN2U | 433.125 | 5mm | W17 X H17 X L36mm | Square 17 | 12-24VDC (10-30VDC) | NPN, Normal Close | 700Hz | DNL3(AT201)
113240083 | PSN17-5DNU | 525.9375 | [6 empty] | DNL3(5M)(AT201)
113240090 | PSN17-5DN-F | 433.125 | 5mm | W17 X H17 X L36mm | Square 17 | 12-24VDC (10-30VDC) | NPN, Normal Open | 700Hz | DNL3(AT201)
113240110 | PSN17-8DN | 433.125 | [6 empty] | DNL3(AT201)
113240111 | PSN17-8DN | 464.0625 | 8mm | W17 X H17 X L36mm | Square 17 | 12-24VDC (10-30VDC) | NPN, Normal Open | 200Hz | DNL3(3M)(AT201)
113240112 | PSN17-8DN | 525.9375 | [6 empty] | DNL3(5M)(AT201)
113240120 | PSN17-8DP | 433.125 | 8mm | W17 X H17 X L36mm | Square 17 | 12-24VDC (10-30VDC) | NPN, Normal Open | 200Hz | DPL3(AT201)
113240121 | PSN17-8DP2 | 433.125 | 8mm | W17 X H17 X L36mm | Square 17 | 12-24VDC (10-30VDC) | PNP, Normal Close | 200Hz | DPL3(AT201)
113240130 | PSN17-8DN2 | 433.125 | 8mm | W17 X H17 X L36mm | Square 17 | 12-24VDC (10-30VDC) | NPN, Normal Open | 200Hz | DNL3(AT201)
113240140 | PSN17-8DNU | 433.125 | 8mm | W17 X H17 X L36mm | Square 17 | 12-24VDC (10-30VDC) | NPN, Normal Open | 200Hz | DNL3(AT201)
113240141 | PSN17-8DPU | 433.125 | 8mm | W17 X H17 X L36mm | Square 17 | 12-24VDC (10-30VDC) | PNP, Normal Open | 200Hz | DPL3(AT201)
113240142 | PSN17-8DN2U | 433.125 | 8mm | W17 X H17 X L36mm | Square 17 | 12-24VDC (10-30VDC) | NPN, Normal Close | 200Hz | DNL3(AT201)
113240143 | PSN17-8DNU-J | 433.125 | 8mm | W17 X H17 X L36mm | Square 17 | 12-24VDC (10-30VDC) | NPN, Normal Open | 200Hz | DNL3(AT201)
113240144 | PSN17-5DP2U | 433.125 | 5mm | W17 X H17 X L36mm | Square 17 | 12-24VDC (10-30VDC) | PNP, Normal Close | 700Hz | DPL3(AT201)
113240145 | PSN17-8DP2U | 433.125 | 8mm | W17 X H17 X L36mm | Square 17 | 12-24VDC (10-30VDC) | PNP, Normal Close | 200Hz | DPL3(AT201)
113240146 | PSN17-8DNU | 464.0625 | 8mm | W17 X H17 X L36mm | Square 17 | 12-24VDC (10-30VDC) | NPN, Normal Open | 200Hz | DNL3(3M)(AT201)
113240150 | PSN17-8DN-F | 433.125 | 8mm | W17 X H17 X L36mm | Square 17 | 12-24VDC (10-30VDC) | NPN, Normal Close | 200Hz | DNL3(AT201)
113240151 | PSN17-8DP-F | 433.125 | 8mm | W17 X H17 X L36mm | Square 17 | 12-24VDC (10-30VDC) | PNP, Normal Open | 200Hz | DPL3(AT201)
113240152 | PSN17-8DN2-F | 433.125 | 8mm | W17 X H17 X L36mm | Square 17 | 12-24VDC (10-30VDC) | NPN, Normal Close | 200Hz | DNL3(AT201)
113240153 | PSN17-8DP2-F | 433.125 | 8mm | W17 X H17 X L36mm | Square 17 | 12-24VDC (10-30VDC) | PNP, Normal Close | 200Hz | DPL3(AT201)
113240154 | PSN17-8DN-F | 464.0625 | 8mm | W17 X H17 X L36mm | Square 17 | 12-24VDC (10-30VDC) | NPN, Normal Open | 200Hz | DNL3(3M)(AT201)
113240160 | PSN17-8DNU-F | 433.125 | 8mm | W17 X H17 X L36mm | Square 17 | 12-24VDC (10-30VDC) | NPN, Normal Open | 200Hz | DNL3(AT201)
113240161 | PSN17-8DPU-F | 433.125 | 8mm | W17 X H17 X L36mm | Square 17 | 12-24VDC (10-30VDC) | PNP, Normal Open | 200Hz | DPL3(AT201)
113240162 | PSN17-8DN2U-F | 433.125 | 8mm | W17 X H17 X L36mm | Square 17 | 12-24VDC (10-30VDC) | NPN, Normal Close | 200Hz | DNL3(AT201)
113240163 | PSN17-8DP2U-F | 433.125 | 8mm | W17 X H17 X L36mm | Square 17 | 12-24VDC (10-30VDC) | PNP, Normal Close | 200Hz | DPL3(AT201)
113240164 | PSN17-8DNU-F | 464.0625 | 8mm | W17 X H17 X L36mm | Square 17 | 12-24VDC (10-30VDC) | NPN, Normal Open | 200Hz | DNL3(3M)(AT201)
113240381 | PSN40-20DP | 1237.5 | 20mm | W40 X H40 X L53mm | Square 40 | 12-24VDC (10-30VDC) | PNP, Normal Open | 100Hz | DPL3(10M)
113241010 | PSN25-5DN | 464.0625 | 5mm | W25 X H25.3 X L48.5mm | Square 25 | 12-24VDC (10-30VDC) | Normal Open | 20Hz | DNL3(AT201)
113241020 | PSN25-5DP | 464.0625 | 5mm | W25 X H25.3 X L48.5mm | Square 25 | 12-24VDC (10-30VDC) | PNP, Normal Open | 300Hz | DPL3(AT201)
113241030 | PSN25-5DN2 | 464.0625 | 5mm | W25 X H25.3 X L48.5mm | Square 25 | 12-24VDC (10-30VDC) | NPN, Normal Open | 300Hz | DNL3(AT201)
113241040 | PSN25-5DP2 | 464.0625 | 5mm | W25 X H25.3 X L48.5mm | Square 25 | 12-24VDC (10-30VDC) | PNP, Normal Close | 300Hz | DPL3(AT201)
113241050 | PSN30-10DN | 556.875 | 10mm | W30 X H30 X L48.5mm | Square 30 | 12-24VDC (10-30VDC) | NPN, Normal Open | 250Hz | DNL3(AT201)
113241051 | PSN30-10DN | 0 | 10mm | W30 X H30 X L48.5mm | Square 30 | 12-24VDC (10-30VDC) | NPN, Normal Open | 250Hz | DNL3(3M)(AT201)
113241052 | PSN30-10DN | 0 | 10mm | W30 X H30 X L48.5mm | Square 30 | 12-24VDC (10-30VDC) | NPN, Normal Open | 250Hz | DNL3(5M)(AT201)
113241060 | PSN30-10DP | 556.875 | 10mm | W30 X H30 X L48.5mm | Square 30 | 12-24VDC (10-30VDC) | PNP, Normal Open | 250Hz | DPL3(AT201)
113241070 | PSN30-10DN2 | 556.875 | 10mm | W30 X H30 X L48.5mm | Square 30 | 12-24VDC (10-30VDC) | NPN, Normal Close | 250Hz | DNL3(AT201)
113241080 | PSN30-10DP2 | 556.875 | 10mm | W30 X H30 X L48.5mm | Square 30 | 12-24VDC (10-30VDC) | PNP, Normal Close | 250Hz | DPL3(AT201)
113241090 | PSN30-15DN | 556.875 | 15mm | W30 X H30 X L48.5mm | Square 30 | 12-24VDC (10-30VDC) | NPN, Normal Open | 200Hz | DNL3(AT201)
113241091 | PSN30-15DN | 0 | 15mm | W30 X H30 X L48.5mm | Square 30 | 12-24VDC (10-30VDC) | NPN, Normal Open | 200Hz | DNL3(3M)(AT201)
113241092 | PSN30-15DN | 0 | 15mm | W30 X H30 X L48.5mm | Square 30 | 12-24VDC (10-30VDC) | NPN, Normal Open | 200Hz | DNL3(5M)(AT201)
113241100 | PSN30-15DP | 556.875 | 15mm | W30 X H30 X L48.5mm | Square 30 | 12-24VDC (10-30VDC) | PNP, Normal Open | 200Hz | DPL3(AT201)
113241110 | PSN30-15DN2 | 556.875 | 15mm | W30 X H30 X L48.5mm | Square 30 | 12-24VDC (10-30VDC) | NPN, Normal Close | 200Hz | DNL3(AT201)
113241111 | PSN30-15DN2 | 0 | 15mm | W30 X H30 X L48.5mm | Square 30 | 12-24VDC (10-30VDC) | NPN, Normal Close | 200Hz | DNL3(5M)(AT201)
113241120 | PSN30-15DP2 | 556.875 | 15mm | W30 X H30 X L48.5mm | Square 30 | 12-24VDC (10-30VDC) | PNP, Normal Close | 200Hz | DPL3(AT201)
113241130 | PSN40-20DN | 742.5 | 20mm | W40 X H40 X L53mm | Square 40 | 12-24VDC (10-30VDC) | NPN, Normal Open | 100Hz | DNL3(AT201)
113241131 | PSN40-20DN | 0 | 20mm | W40 X H40 X L53mm | Square 40 | 12-24VDC (10-30VDC) | NPN, Normal Open | 100Hz | DNL3(3M)(AT201)
113241132 | PSN40-20DN | 1237.5 | 20mm | W40 X H40 X L53mm | Square 40 | 12-24VDC (10-30VDC) | Normal Open | 100Hz | DNL3(10M)(AT201)
113241140 | PSN40-20DP | 742.5 | 20mm | W40 X H40 X L53mm | Square 40 | 12-24VDC (10-30VDC) | PNP, Normal Open | 100Hz | DPL3(AT201)
113241142 | PSN40-20DP | 928.125 | 20mm | W40 X H40 X L53mm | Square 40 | 12-24VDC (10-30VDC) | PNP, Normal Open | 100Hz | DPL3(5M)(AT201)
113241150 | PSN40-20DN2 | 742.5 | 20mm | W40 X H40 X L53mm | Square 40 | 12-24VDC (10-30VDC) | NPN, Normal Close | 100Hz | DNL3(AT201)
113241160 | PSN40-20DP2 | 742.5 | 20mm | W40 X H40 X L53mm | Square 40 | 12-24VDC (10-30VDC) | PNP, Normal Open | 100Hz | DPL3(AT201)
113250010 | PSN25-5AO | 618.75 | 5mm | W25 X H25.3 X L48.5mm | Square 25 | 12-24VDC (10-30VDC) | Normal Open | 20Hz | AOL2
113250011 | PSN25-5AO | 0 | 5mm | W25 X H25.3 X L48.5mm | Square 25 | 12-24VDC (10-30VDC) | Normal Open | 20Hz | AOL2(5M)
113250012 | PSN25-5AO | 0 | 5mm | W25 X H25.3 X L48.5mm | Square 25 | 12-24VDC (10-30VDC) | Normal Open | 20Hz | AOL2(15M)
113250020 | PSN25-5AC | 618.75 | 5mm | W25 X H25.3 X L48.5mm | Square 25 | 12-24VDC (10-30VDC) | Normal Close | 20Hz | ACL2
113250030 | PSN30-10AO | 680.625 | 10mm | W30 X H30 X L48.5mm | Square 30 | 12-24VDC (10-30VDC) | Normal Open | 20Hz | AOL2
113250040 | PSN30-10AC | 680.625 | 10mm | W30 X H30 X L48.5mm | Square 30 | 12-24VDC (10-30VDC) | Normal Close | 20Hz | ACL2
113250050 | PSN30-15AO | 680.625 | 15mm | W30 X H30 X L48.5mm | Square 30 | 100-240VAC (85-264VAC) | Normal Open | 20Hz | AOL2
113250060 | PSN30-15AC | 680.625 | 15mm | W30 X H30 X L48.5mm | Square 30 | 100-240VAC (85-264VAC) | Normal Close | 20Hz | ACL2
113250110 | PSN40-20AO | 1051.875 | 20mm | W40 X H40 X L53mm | Square 40 | 100-240VAC (85-264VAC) | Normal Open | 20Hz | AOL2
113250111 | PSN40-20AO | 0 | 20mm | W40 X H40 X L53mm | Square 40 | 12-24VDC (10-30VDC) | Normal Open | 100Hz | AOL2(5M)
113250120 | PSN40-20AC | 1051.875 | 20mm | W40 X H40 X L53mm | Square 40 | 100-240VAC (85-264VAC) | Normal Close | 20Hz | ACL2
113320010 | PRD18-7DN | 742.5 | 7mm | M18 | DC 3 wire | 12-24VDC (10-30VDC) | NPN, Normal Open | 300Hz | DNL3
113320011 | PRD18-7DN | 804.375 | [6 empty] | DNL3(3M)
113320012 | PRD18-7DN | 928.125 | [6 empty] | DNL3(5M)
113320020 | PRD18-7DP | 742.5 | 7mm | M18 | DC 3 wire | 12-24VDC (10-30VDC) | PNP, Normal Open | 300Hz | DPL3
113320030 | PRD18-7DN2 | 773.4375 | 7mm | M18 | DC 3 wire | 12-24VDC (10-30VDC) | NPN, Normal Close | 300Hz | DNL3
113320040 | PRD18-7DP2 | 773.4375 | 7mm | M18 | DC 3 wire | 12-24VDC (10-30VDC) | PNP, Normal Close | 300Hz | DPL3
113320050 | PRD18-14DN | 742.5 | 14mm | M18 | DC 3 wire | 12-24VDC (10-30VDC) | NPN, Normal Open | 200Hz | DNL3
113320051 | PRD18-14DN | 804.375 | [6 empty] | DNL3(3M)
113320053 | PRD18-14DN | 928.125 | [6 empty] | DNL3(5M)
113320060 | PRD18-14DP | 742.5 | 14mm | M18 | DC 3 wire | 12-24VDC (10-30VDC) | PNP, Normal Open | 200Hz | DPL3
113320070 | PRD18-14DN2 | 773.4375 | 14mm | M18 | DC 3 wire | 12-24VDC (10-30VDC) | NPN, Normal Close | 200Hz | DNL3
113320080 | PRD18-14DP2 | 773.4375 | 14mm | M18 | DC 3 wire | 12-24VDC (10-30VDC) | PNP, Normal Close | 200Hz | DPL3
113320082 | PRD18-14DP2 | 959.0625 | [6 empty] | DPL3(5M)
113321110 | PRD18-7DN | 0 | [6 empty] | DNL3(AT205)
113321140 | PRD18-14DP | 0 | [6 empty] | DPL3(AT205)
113330010 | PRD12-4DN | 804.375 | 4mm | M12 | DC 3 wire | 12-24VDC (10-30VDC) | NPN, Normal Open | 500Hz | DNL3
113330011 | PRD12-4DN | 928.125 | 4mm | M12 | DC 3 wire | 12-24VDC (10-30VDC) | NPN, Normal Open | 500Hz | DNL3(3M)
113330012 | PRD12-4DN | 1175.625 | 4mm | M12 | DC 3 wire | 12-24VDC (10-30VDC) | NPN, Normal Open | 500Hz | DNL3(5M)
113330013 | PRD12-4DN | 1794.375 | 4mm | M12 | DC 3 wire | 12-24VDC (10-30VDC) | NPN, Normal Open | 500Hz | DNL3(10M)
113330020 | PRD12-4DN2 | 835.3125 | 4mm | M12 | DC 3 wire | 12-24VDC (10-30VDC) | NPN, Normal Close | 500Hz | DNL3
113330030 | PRD12-4DP | 804.375 | 4mm | M12 | DC 3 wire | 12-24VDC (10-30VDC) | PNP, Normal Open | 500Hz | DPL3
113330031 | PRD12-4DP | 990 | [6 empty] | DPL3(5M)
113330040 | PRD12-4DP2 | 835.3125 | 4mm | M12 | DC 3 wire | 12-24VDC (10-30VDC) | PNP, Normal Close | 500Hz | DPL3
113330050 | PRD12-8DN | 804.375 | 8mm | M12 | DC 3 wire | 12-24VDC (10-30VDC) | NPN, Normal Open | 400Hz | DNL3
113330051 | PRD12-8DN | 990 | [6 empty] | DNL3(5M)
113330060 | PRD12-8DN2 | 835.3125 | 8mm | M12 | DC 3 wire | 12-24VDC (10-30VDC) | NPN, Normal Close | 400Hz | DNL3
113330070 | PRD12-8DP | 804.375 | 8mm | M12 | DC 3 wire | 12-24VDC (10-30VDC) | PNP, Normal Open | 400Hz | DPL3
113330080 | PRD12-8DP2 | 835.3125 | 8mm | M12 | DC 3 wire | 12-24VDC (10-30VDC) | PNP, Normal Close | 400Hz | DPL3
113331110 | PRD12-4DN | 0 | [6 empty] | DNL3(AT205)
113331140 | PRD12-8DP | 0 | [6 empty] | DPL3(AT205)
113340010 | PRD30-15DN | 866.25 | 15mm | M30 | DC 3 wire | 12-24VDC (10-30VDC) | NPN, Normal Open | 200Hz | DNL3
113340011 | PRD30-15DN(5M) | 1237.5 | 15mm | M30 | DC 3 wire | 12-24VDC (10-30VDC) | NPN, Normal Open | 200Hz | DNL3(5M)
113340020 | PRD30-15DN2 | 897.1875 | 15mm | M30 | DC 3 wire | 12-24VDC (10-30VDC) | NPN, Normal Close | 200Hz | DNL3
113340030 | PRD30-15DP | 866.25 | 15mm | M30 | DC 3 wire | 12-24VDC (10-30VDC) | PNP, Normal Open | 200Hz | DPL3
113340040 | PRD30-15DP2 | 897.1875 | 15mm | M30 | DC 3 wire | 12-24VDC (10-30VDC) | PNP, Normal Close | 200Hz | DPL3
113340050 | PRD30-25DN | 0 | 25mm | M30 | DC 3 wire | 12-24VDC (10-30VDC) | NPN, Normal Open | 100Hz | DNL3
113340051 | PRD30-25DN | 0 | [6 empty] | DNL3-E
113340052 | PRD30-25DN | 0 | [6 empty] | DNL3(AT205)
113340060 | PRD30-25DN2 | 0 | 25mm | M30 | DC 3 wire | 12-24VDC (10-30VDC) | NPN, Normal Close | 100Hz | DNL3
113340062 | PRD30-25DN2 | 0 | [6 empty] | DNL3(AT205)
113340070 | PRD30-25DP | 0 | 25mm | M30 | DC 3 wire | 12-24VDC (10-30VDC) | PNP, Normal Open | 100Hz | DPL3
113340071 | PRD30-25DP | 0 | [6 empty] | DPL3-E
113340072 | PRD30-25DP | 0 | [6 empty] | DPL3(AT205)
113340080 | PRD30-25DP2 | 0 | 25mm | M30 | DC 3 wire | 12-24VDC (10-30VDC) | PNP, Normal Close | 100Hz | DPL3
113340082 | PRD30-25DP2 | 0 | [6 empty] | DPL3(AT205)
113340110 | PRD30-15DN-V | 0 | [6 empty] | DNL3
113340120 | PRD30-15DN2-V | 0 | [6 empty] | DNL3
113340130 | PRD30-15DP-V | 0 | [6 empty] | DPL3
113340140 | PRD30-15DP2-V | 0 | [6 empty] | DPL3
113340150 | PRD30-25DN-V | 0 | [6 empty] | DNL3
113340160 | PRD30-25DN2-V | 0 | [6 empty] | DNL3
113340170 | PRD30-25DP-V | 0 | [6 empty] | DPL3
113340180 | PRD30-25DP2-V | 0 | [6 empty] | DPL3
113350110 | PRDWT12-4DO | 928.125 | 4mm | M12 | DC 2 wire | 12-24VDC (10-30VDC) | Normal Open | 500Hz | DOL2
113350120 | PRDWT12-4DC | 928.125 | 4mm | M12 | DC 2 wire | 12-24VDC (10-30VDC) | Normal Close | 500Hz | DCL2
113350130 | PRDWT12-8DO | 928.125 | 8mm | M12 | DC 2 wire | 12-24VDC (10-30VDC) | Normal Open | 400Hz | DOL2
113350140 | PRDWT12-8DC | 928.125 | 8mm | M12 | DC 2 wire | 12-24VDC (10-30VDC) | Normal Close | 400Hz | DCL2
113350210 | PRDWT18-7DO | 866.25 | 7mm | M18 | DC 2 wire | 12-24VDC (10-30VDC) | Normal Open | 300Hz | DOL2
113350211 | PRDWT18-7DO | 0 | [6 empty] | DOL2(38MM)
113350220 | PRDWT18-7DC | 866.25 | 7mm | M18 | DC 2 wire | 12-24VDC (10-30VDC) | Normal Close | 300Hz | DCL2
113350221 | PRDWT18-7DC | 0 | [6 empty] | DCL2(38MM)
113350230 | PRDWT18-14DO | 866.25 | 14mm | M18 | DC 2 wire | 12-24VDC (10-30VDC) | Normal Open | 200Hz | DOL2
113350231 | PRDWT18-14DO | 0 | [6 empty] | DOL2(29MM)
113350240 | PRDWT18-14DC | 866.25 | 14mm | M18 | DC 2 wire | 12-24VDC (10-30VDC) | Normal Close | 200Hz | DCL2
113350241 | PRDWT18-14DC | 0 | [6 empty] | DCL2(29MM)
113350310 | PRDWT30-15DO | 990 | 15mm | M30 | DC 2 wire | 12-24VDC (10-30VDC) | Normal Open | 200Hz | DOL2
113350320 | PRDWT30-15DC | 990 | 15mm | M30 | DC 2 wire | 12-24VDC (10-30VDC) | Normal Open | 100Hz | DCL2
113350330 | PRDWT30-25DO | 0 | 25mm | M30 | DC 2 wire | 12-24VDC (10-30VDC) | Normal Open | 100Hz | DOL2
113350340 | PRDWT30-25DC | 0 | 25mm | M30 | DC 2 wire | 12-24VDC (10-30VDC) | Normal Close | 100Hz | DCL2
113350350 | PRDWT30-15DO | 0 | [6 empty] | DOL2-H
113350360 | PRDWT30-15DC | 0 | [6 empty] | DCL2-H
113350370 | PRDWT30-25DO | 0 | [6 empty] | DOL2-H
113350380 | PRDWT30-25DC | 0 | [6 empty] | DCL2-H
113350510 | PRDWT12-4DO-I | 928.125 | 4mm | M12 | DC 2 wire | 12-24VDC (10-30VDC) | Normal Open | 500Hz | DOL2
113350520 | PRDWT12-4DC-I | 928.125 | 4mm | M12 | DC 2 wire | 12-24VDC (10-30VDC) | Normal Close | 500Hz | DCL2
113350530 | PRDWT12-8DO-I | 928.125 | 8mm | M12 | DC 2 wire | 12-24VDC (10-30VDC) | Normal Open | 400Hz | DOL2
113350540 | PRDWT12-8DC-I | 928.125 | 8mm | M12 | DC 2 wire | 12-24VDC (10-30VDC) | Normal Close | 400Hz | DCL2
113350550 | PRDWT18-7DO-I | 866.25 | 7mm | M18 | DC 2 wire | 12-24VDC (10-30VDC) | Normal Open | 300Hz | DOL2
113350551 | PRDWT18-7DO-I | 0 | [6 empty] | DOL2(38MM)
113350560 | PRDWT18-7DC-I | 866.25 | 7mm | M18 | DC 2 wire | 12-24VDC (10-30VDC) | Normal Close | 300Hz | DCL2
113350561 | PRDWT18-7DC-I | 0 | [6 empty] | DCL2(38MM)
113350570 | PRDWT18-14DO-I | 866.25 | 14mm | M18 | DC 2 wire | 12-24VDC (10-30VDC) | Normal Open | 200Hz | DOL2
113350571 | PRDWT18-14DO-I | 0 | [6 empty] | DOL2(29MM)
113350580 | PRDWT18-14DC-I | 866.25 | 14mm | M18 | DC 2 wire | 12-24VDC (10-30VDC) | Normal Close | 200Hz | DCL2
113350581 | PRDWT18-14DC-I | 0 | [6 empty] | DCL2(29MM)
113350610 | PRDWT12-4DO-IV | 990 | 4mm | M12 | DC 2 wire | 12-24VDC (10-30VDC) | Normal Open | 500Hz | DOL2
113350620 | PRDWT12-4DC-IV | 990 | 4mm | M12 | DC 2 wire | 12-24VDC (10-30VDC) | Normal Close | 500Hz | DCL2
113350630 | PRDWT12-8DO-IV | 990 | 8mm | M12 | DC 2 wire | 12-24VDC (10-30VDC) | Normal Open | 400Hz | DOL2
113350640 | PRDWT12-8DC-IV | 990 | 8mm | M12 | DC 2 wire | 12-24VDC (10-30VDC) | Normal Close | 400Hz | DCL2
113350650 | PRDWT18-7DO-IV | 928.125 | [6 empty] | DOL2
113350651 | PRDWT18-7DO-IV-HK | 0 | [6 empty] | DOL2(38MM)
113350652 | PRDWT18-7DO-IV | 0 | 7mm | M18 | DC 2 wire | 12-24VDC (10-30VDC) | Normal Open | 300Hz | DOL2(38MM)
113350660 | PRDWT18-7DC-IV | 928.125 | 7mm | M18 | DC 2 wire | 12-24VDC (10-30VDC) | Normal Close | 300Hz | DCL2
113350661 | PRDWT18-7DC-IV-HK | 0 | [6 empty] | DCL2(38MM)
113350662 | PRDWT18-7DC-IV | 0 | [6 empty] | DCL2(38MM)
113350670 | PRDWT18-14DO-IV | 928.125 | 14mm | M18 | DC 2 wire | 12-24VDC (10-30VDC) | Normal Open | 200Hz | DOL2
113350671 | PRDWT18-14DO-IV | 0 | [6 empty] | DOL2(29MM)
113350680 | PRDWT18-14DC-IV | 928.125 | 14mm | M18 | DC 2 wire | 12-24VDC (10-30VDC) | Normal Close | 200Hz | DCL2
113350681 | PRDWT18-14DC-IV | 0 | [6 empty] | DCL2(29MM)
113350710 | PRDWT30-15DO-I | 990 | 15mm | M30 | DC 2 wire | 12-24VDC (10-30VDC) | Normal Open | 200Hz | DOL2
113350720 | PRDWT30-15DC-I | 990 | 15mm | M30 | DC 2 wire | 12-24VDC (10-30VDC) | Normal Open | 100Hz | DCL2
113350730 | PRDWT30-15DO-IV | 1051.875 | 15mm | M30 | DC 2 wire | 12-24VDC (10-30VDC) | Normal Open | 200Hz | DOL2
113350740 | PRDWT30-15DC-IV | 1051.875 | 15mm | M30 | DC 2 wire | 12-24VDC (10-30VDC) | Normal Close | 200Hz | DCL2
113350750 | PRDWT30-25DO-I | 0 | 25mm | M30 | DC 2 wire | 12-24VDC (10-30VDC) | Normal Open | 100Hz | DOL2
113350760 | PRDWT30-25DC-I | 0 | 25mm | M30 | DC 2 wire | 12-24VDC (10-30VDC) | Normal Close | 100Hz | DCL2
113350770 | PRDWT30-25DO-IV | 0 | 25mm | M30 | DC 2 wire | 12-24VDC (10-30VDC) | Normal Open | 100Hz | DOL2
113350780 | PRDWT30-25DC-IV | 0 | 25mm | M30 | DC 2 wire | 12-24VDC (10-30VDC) | Normal Close | 100Hz | DCL2
113351610 | PRDWT12-4DO-IV | 0 | 4mm | M12 | DC 2 wire | 12-24VDC (10-30VDC) | Normal Open | 500Hz | DCL2-H
113351620 | PRDWT12-4DC-IV | 0 | 4mm | M12 | DC 2 wire | 12-24VDC (10-30VDC) | Normal Close | 500Hz | DCL2-H
113351630 | PRDWT12-8DO-IV | 0 | 8mm | M12 | DC 2 wire | 12-24VDC (10-30VDC) | Normal Open | 400Hz | DCL2-H
113351710 | PRDWT30-15DO-I | 0 | [6 empty] | DOL2-H
113351720 | PRDWT30-15DC-I | 0 | [6 empty] | DCL2-H
113351730 | PRDWT30-25DO-I | 0 | [6 empty] | DOL2-H
113351740 | PRDWT30-25DC-I | 0 | [6 empty] | DCL2-H
113351760 | PRDWT30-15DO-IV | 0 | [6 empty] | DOL2-H
113351770 | PRDWT30-15DC-IV | 0 | [6 empty] | DCL2-H
113351780 | PRDWT30-25DO-IV | 0 | 25mm | M30 | DC 2 wire | 12-24VDC (10-30VDC) | Normal Open | 100Hz | DOL2-H
113351790 | PRDWT30-25DC-IV | 0 | [6 empty] | DCL2-H
113352010 | PRDWT12-4XO | 928.125 | [6 empty] | DOL2
113352020 | PRDWT12-4XC | 928.125 | [6 empty] | DCL2
113352030 | PRDWT12-8XO | 928.125 | [6 empty] | DOL2
113352040 | PRDWT12-8XC | 928.125 | [6 empty] | DCL2
113352090 | PRDWT12-4XO-I | 928.125 | [6 empty] | DOL2
113352100 | PRDWT12-4XC-I | 928.125 | [6 empty] | DCL2
113352110 | PRDWT12-8XO-I | 928.125 | [6 empty] | DOL2
113352120 | PRDWT12-8XC-I | 928.125 | [6 empty] | DCL2
113352130 | PRDWT12-4XO-IV | 990 | [6 empty] | DOL2
113352140 | PRDWT12-4XC-IV | 990 | [6 empty] | DCL2
113352150 | PRDWT12-8XO-IV | 990 | [6 empty] | DOL2
113352160 | PRDWT12-8XC-IV | 990 | [6 empty] | DCL2
113352210 | PRDWT18-7XO | 866.25 | [6 empty] | DOL2
113352220 | PRDWT18-7XC | 866.25 | [6 empty] | DCL2
113352230 | PRDWT18-14XO | 866.25 | [6 empty] | DOL2
113352240 | PRDWT18-14XC | 866.25 | [6 empty] | DCL2
113352290 | PRDWT18-7XO-I | 866.25 | [6 empty] | DOL2
113352300 | PRDWT18-7XC-I | 866.25 | [6 empty] | DCL2
113352310 | PRDWT18-14XO-I | 866.25 | [6 empty] | DOL2
113352320 | PRDWT18-14XC-I | 866.25 | [6 empty] | DCL2
113352330 | PRDWT18-7XO-IV | 928.125 | [6 empty] | DOL2
113352340 | PRDWT18-7XC-IV | 928.125 | [6 empty] | DCL2
113352350 | PRDWT18-14XO-IV | 928.125 | [6 empty] | DOL2
113352360 | PRDWT18-14XC-IV | 928.125 | [6 empty] | DCL2
113352410 | PRDWT30-15XO | 990 | [6 empty] | DOL2
113352420 | PRDWT30-15XC | 990 | [6 empty] | DCL2
113352430 | PRDWT30-25XO | 0 | [6 empty] | DOL2
113352440 | PRDWT30-25XC | 0 | [6 empty] | DCL2
113352490 | PRDWT30-15XO-I | 990 | [6 empty] | DOL2
113352500 | PRDWT30-15XC-I | 990 | [6 empty] | DCL2
113352510 | PRDWT30-25XO-I | 0 | [6 empty] | DOL2
113352520 | PRDWT30-25XC-I | 0 | [6 empty] | DCL2
113352530 | PRDWT30-15XO-IV | 990 | [6 empty] | DOL2
113352540 | PRDWT30-15XC-IV | 990 | [6 empty] | DCL2
113352550 | PRDWT30-25XO-IV | 0 | [6 empty] | DOL2
113352560 | PRDWT30-25XC-IV | 0 | [6 empty] | DCL2
113360010 | PRDT12-4DO | 804.375 | 4mm | M12 | DC 2 wire | 12-24VDC (10-30VDC) | Normal Open | 500Hz | DOL2
113360012 | PRDT12-4DO | 990 | 4mm | M12 | DC 2 wire | 12-24VDC (10-30VDC) | Normal Open | 500Hz | DOL2(5M)
113360020 | PRDT12-4DC | 804.375 | 4mm | M12 | DC 2 wire | 12-24VDC (10-30VDC) | Normal Close | 500Hz | DCL2
113360022 | PRDT12-4DC | 990 | [6 empty] | DCL2(5M)
113360030 | PRDT12-8DO | 804.375 | 8mm | M12 | DC 2 wire | 12-24VDC (10-30VDC) | Normal Open | 400Hz | DOL2
113360040 | PRDT12-8DC | 804.375 | 8mm | M12 | DC 2 wire | 12-24VDC (10-30VDC) | Normal Close | 400Hz | DCL2
113360050 | PRDT12-4DO-V | 866.25 | 4mm | M12 | DC 2 wire | 12-24VDC (10-30VDC) | Normal Open | 500Hz | DOL2
113360052 | PRDT12-4DO-V | 1051.875 | 4mm | M12 | DC 2 wire | 12-24VDC (10-30VDC) | Normal Open | 500Hz | DOL2(5M)
113360060 | PRDT12-4DC-V | 866.25 | 4mm | M12 | DC 2 wire | 12-24VDC (10-30VDC) | Normal Close | 500Hz | DCL2
113360070 | PRDT12-8DO-V | 866.25 | 8mm | M12 | DC 2 wire | 12-24VDC (10-30VDC) | Normal Open | 400Hz | DOL2
113360080 | PRDT12-8DC-V | 866.25 | 8mm | M12 | DC 2 wire | 12-24VDC (10-30VDC) | Normal Close | 400Hz | DCL2
113360110 | PRDT18-7DO | 742.5 | 7mm | M18 | DC 2 wire | 12-24VDC (10-30VDC) | Normal Open | 300Hz | DOL2
113360112 | PRDT18-7DO | 928.125 | [6 empty] | DOL2(5M)
113360120 | PRDT18-7DC | 742.5 | 7mm | M18 | DC 2 wire | 12-24VDC (10-30VDC) | Normal Close | 300Hz | DCL2
113360130 | PRDT18-14DO | 742.5 | 14mm | M18 | DC 2 wire | 12-24VDC (10-30VDC) | Normal Open | 200Hz | DOL2
113360140 | PRDT18-14DC | 742.5 | 14mm | M18 | DC 2 wire | 12-24VDC (10-30VDC) | Normal Close | 200Hz | DCL2
113360150 | PRDT18-7DO-V | 804.375 | 7mm | M18 | DC 2 wire | 12-24VDC (10-30VDC) | Normal Open | 300Hz | DOL2
113360151 | PRDT18-7DO-V | 990 | 7mm | M18 | DC 2 wire | 12-24VDC (10-30VDC) | Normal Open | 300Hz | DOL2(5M)
113360160 | PRDT18-7DC-V | 804.375 | 7mm | M18 | DC 2 wire | 12-24VDC (10-30VDC) | Normal Close | 300Hz | DCL2
113360161 | PRDT18-7DC-V | 0 | [6 empty] | DCL2(5M)
113360170 | PRDT18-14DO-V | 804.375 | 14mm | M18 | DC 2 wire | 12-24VDC (10-30VDC) | Normal Open | 200Hz | DOL2
113360180 | PRDT18-14DC-V | 804.375 | 14mm | M18 | DC 2 wire | 12-24VDC (10-30VDC) | Normal Close | 200Hz | DCL2
113360210 | PRDT30-15DO | 866.25 | 15mm | M30 | DC 2 wire | 12-24VDC (10-30VDC) | Normal Open | 200Hz | DOL2
113360220 | PRDT30-15DC | 866.25 | 15mm | M30 | DC 2 wire | 12-24VDC (10-30VDC) | Normal Close | 200Hz | DCL2
113360230 | PRDT30-25DO | 0 | 25mm | M30 | DC 2 wire | 12-24VDC (10-30VDC) | Normal Open | 100Hz | DOL2
113360231 | PRDT30-25DO | 0 | [6 empty] | DOL2-E
113360232 | PRDT30-25DO | 0 | [6 empty] | DOL2(AT205)
113360240 | PRDT30-25DC | 0 | 25mm | M30 | DC 2 wire | 12-24VDC (10-30VDC) | Normal Close | 100Hz | DCL2
113360242 | PRDT30-25DC | 0 | [6 empty] | DCL2(AT205)
113360250 | PRDT30-15DO-V | 928.125 | 15mm | M30 | DC 2 wire | 12-24VDC (10-30VDC) | Normal Open | 200Hz | DOL2
113360260 | PRDT30-15DC-V | 928.125 | 15mm | M30 | DC 2 wire | 12-24VDC (10-30VDC) | Normal Close | 200Hz | DCL2
113360270 | PRDT30-25DO-V | 0 | 25mm | M30 | DC 2 wire | 12-24VDC (10-30VDC) | Normal Open | 100Hz | DOL2
113360280 | PRDT30-25DC-V | 0 | 25mm | M30 | DC 2 wire | 12-24VDC (10-30VDC) | Normal Close | 100Hz | DCL2
113360550 | PRDT12-4DO-V | 0 | [6 empty] | DOL2-H
113360710 | PRDT30-15DO | 0 | [6 empty] | DOL2-H
113360720 | PRDT30-15DC | 0 | [6 empty] | DCL2-H
113360730 | PRDT30-25DO | 0 | [6 empty] | DOL2-H
113360740 | PRDT30-25DC | 0 | [6 empty] | DCL2-H
113360750 | PRDT30-15DO-V | 0 | 25mm | M30 | DC 2 wire | 12-24VDC (10-30VDC) | Normal Close | 100Hz | DOL2-H
113360760 | PRDT30-15DC-V | 0 | [6 empty] | DCL2-H
113360770 | PRDT30-25DO-V | 0 | 25mm | M30 | DC 2 wire | 12-24VDC (10-30VDC) | Normal Open | 100Hz | DOL2-H
113360780 | PRDT30-25DC-V | 0 | [6 empty] | DCL2-H
113361010 | PRDT12-4XO | 804.375 | [6 empty] | DOL2
113361020 | PRDT12-4XC | 804.375 | [6 empty] | DCL2
113361030 | PRDT12-8XO | 804.375 | [6 empty] | DOL2
113361040 | PRDT12-8XC | 804.375 | [6 empty] | DCL2
113361050 | PRDT12-4XO-V | 866.25 | [6 empty] | DOL2
113361060 | PRDT12-4XC-V | 866.25 | [6 empty] | DCL2
113361070 | PRDT12-8XO-V | 866.25 | [6 empty] | DOL2
113361080 | PRDT12-8XC-V | 866.25 | [6 empty] | DCL2
113361110 | PRDT18-7XO | 742.5 | [6 empty] | DOL2
113361120 | PRDT18-7XC | 742.5 | [6 empty] | DCL2
113361130 | PRDT18-14XO | 742.5 | [6 empty] | DOL2
113361140 | PRDT18-14XC | 742.5 | [6 empty] | DCL2
113361150 | PRDT18-7XO-V | 804.375 | [6 empty] | DOL2
113361160 | PRDT18-7XC-V | 804.375 | [6 empty] | DCL2
113361170 | PRDT18-14XO-V | 804.375 | [6 empty] | DOL2
113361180 | PRDT18-14XC-V | 804.375 | [6 empty] | DCL2
113361210 | PRDT30-15XO | 866.25 | [6 empty] | DOL2
113361220 | PRDT30-15XC | 866.25 | [6 empty] | DCL2
113361230 | PRDT30-25XO | 0 | [6 empty] | DOL2
113361240 | PRDT30-25XC | 0 | [6 empty] | DCL2
113361250 | PRDT30-15XO-V | 928.125 | [6 empty] | DOL2
113361260 | PRDT30-15XC-V | 928.125 | [6 empty] | DCL2
113361270 | PRDT30-25XO-V | 0 | [6 empty] | DOL2
113361280 | PRDT30-25XC-V | 0 | [6 empty] | DCL2
113362110 | PRDT12-4DO | 0 | 4mm | M12 | DC 2 wire | 12-24VDC (10-30VDC) | Normal Open | 500Hz | DOL2(AT205)
113362140 | PRDT12-8DC | 0 | [6 empty] | DCL2(AT205)
113362310 | PRDT18-7DO | 0 | [6 empty] | DOL2(AT205)
113362340 | PRDT18-14DC | 0 | [6 empty] | DCL2(AT205)
113370110 | PRDW12-4DN | 928.125 | 4mm | M12 | DC 3 wire | 12-24VDC (10-30VDC) | NPN, Normal Open | 500Hz | DNL3
113370120 | PRDW12-4DP | 928.125 | 4mm | M12 | DC 3 wire | 12-24VDC (10-30VDC) | PNP, Normal Open | 500Hz | DPL3
113370130 | PRDW12-4DN2 | 959.0625 | 4mm | M12 | DC 3 wire | 12-24VDC (10-30VDC) | NPN, Normal Close | 500Hz | DNL3
113370140 | PRDW12-4DP2 | 959.0625 | 4mm | M12 | DC 3 wire | 12-24VDC (10-30VDC) | PNP, Normal Close | 500Hz | DPL3
113370150 | PRDW12-8DN | 928.125 | 8mm | M12 | DC 3 wire | 12-24VDC (10-30VDC) | NPN, Normal Open | 400Hz | DNL3
113370160 | PRDW12-8DP | 928.125 | 8mm | M12 | DC 3 wire | 12-24VDC (10-30VDC) | PNP, Normal Open | 400Hz | DPL3
113370170 | PRDW12-8DN2 | 959.0625 | 8mm | M12 | DC 3 wire | 12-24VDC (10-30VDC) | NPN, Normal Close | 400Hz | DNL3
113370180 | PRDW12-8DP2 | 959.0625 | 8mm | M12 | DC 3 wire | 12-24VDC (10-30VDC) | PNP, Normal Close | 400Hz | DPL3
113370210 | PRDW18-7DN | 866.25 | 7mm | M18 | DC 3 wire | 12-24VDC (10-30VDC) | NPN, Normal Open | 300Hz | DNL3
113370220 | PRDW18-7DP | 866.25 | 7mm | M18 | DC 3 wire | 12-24VDC (10-30VDC) | PNP, Normal Open | 300Hz | DPL3
113370230 | PRDW18-7DN2 | 897.1875 | 7mm | M18 | DC 3 wire | 12-24VDC (10-30VDC) | NPN, Normal Close | 300Hz | DNL3
113370240 | PRDW18-7DP2 | 897.1875 | 7mm | M18 | DC 3 wire | 12-24VDC (10-30VDC) | PNP, Normal Close | 300Hz | DPL3
113370250 | PRDW18-14DN | 866.25 | 14mm | M18 | DC 3 wire | 12-24VDC (10-30VDC) | NPN, Normal Open | 200Hz | DNL3
113370260 | PRDW18-14DP | 866.25 | 14mm | M18 | DC 3 wire | 12-24VDC (10-30VDC) | PNP, Normal Open | 200Hz | DPL3
113370270 | PRDW18-14DN2 | 897.1875 | 14mm | M18 | DC 3 wire | 12-24VDC (10-30VDC) | NPN, Normal Close | 200Hz | DNL3
113370280 | PRDW18-14DP2 | 897.1875 | 14mm | M18 | DC 3 wire | 12-24VDC (10-30VDC) | PNP, Normal Close | 200Hz | DPL3
113370310 | PRDW30-15DN | 990 | 15mm | M30 | DC 3 wire | 12-24VDC (10-30VDC) | NPN, Normal Open | 200Hz | DNL3
113370320 | PRDW30-15DN2 | 1020.9375 | 15mm | M30 | DC 3 wire | 12-24VDC (10-30VDC) | NPN, Normal Close | 200Hz | DNL3
113370330 | PRDW30-15DP | 990 | 15mm | M30 | DC 3 wire | 12-24VDC (10-30VDC) | PNP, Normal Open | 200Hz | DPL3
113370340 | PRDW30-15DP2 | 1020.9375 | 15mm | M30 | DC 3 wire | 12-24VDC (10-30VDC) | PNP, Normal Close | 200Hz | DPL3
113370350 | PRDW30-25DN | 0 | [6 empty] | DNL3
113370360 | PRDW30-25DN2 | 0 | [6 empty] | DNL3
113370370 | PRDW30-25DP | 0 | [6 empty] | DPL3
113370380 | PRDW30-25DP2 | 0 | [6 empty] | DPL3
113370510 | PRDW12-4DN-V | 990 | 4mm | M12 | DC 3 wire | 12-24VDC (10-30VDC) | NPN, Normal Open | 500Hz | DNL3
113370511 | PRDW12-4DN-V | 0 | [6 empty] | DNL3(3M)
113370520 | PRDW12-4DP-V | 990 | 4mm | M12 | DC 3 wire | 12-24VDC (10-30VDC) | PNP, Normal Open | 500Hz | DPL3
113370521 | PRDW12-4DP-V | 0 | [6 empty] | DPL3(3M)
113370530 | PRDW12-8DN-V | 990 | 8mm | M12 | DC 3 wire | 12-24VDC (10-30VDC) | NPN, Normal Open | 400Hz | DNL3
113370531 | PRDW12-8DN-V | 0 | [6 empty] | DNL3(3M)
113370540 | PRDW12-8DP-V | 990 | 8mm | M12 | DC 3 wire | 12-24VDC (10-30VDC) | PNP, Normal Open | 400Hz | DPL3
113370541 | PRDW12-8DP-V | 0 | [6 empty] | DPL3(3M)
113370550 | PRDW12-4DN2-V | 0 | [6 empty] | DNL3
113370560 | PRDW12-4DP2-V | 0 | [6 empty] | DPL3
113370570 | PRDW12-8DN2-V | 0 | [6 empty] | DNL3
113370580 | PRDW12-8DP2-V | 0 | [6 empty] | DPL3
113370610 | PRDW18-7DN-V | 928.125 | 7mm | M18 | DC 3 wire | 12-24VDC (10-30VDC) | NPN, Normal Open | 300Hz | DNL3
113370611 | PRDW18-7DN-V | 0 | [6 empty] | DNL3(3M)
113370620 | PRDW18-7DP-V | 928.125 | 7mm | M18 | DC 3 wire | 12-24VDC (10-30VDC) | PNP, Normal Open | 300Hz | DPL3
113370621 | PRDW18-7DP-V | 0 | [6 empty] | DPL3(3M)
113370630 | PRDW18-14DN-V | 928.125 | 14mm | M18 | DC 3 wire | 12-24VDC (10-30VDC) | NPN, Normal Open | 200Hz | DNL3
113370631 | PRDW18-14DN-V | 0 | [6 empty] | DNL3(3M)
113370640 | PRDW18-14DP-V | 928.125 | 14mm | M18 | DC 3 wire | 12-24VDC (10-30VDC) | PNP, Normal Open | 200Hz | DPL3
113370641 | PRDW18-14DP-V | 0 | [6 empty] | DPL3(3M)
113370650 | PRDW18-7DN2-V | 0 | [6 empty] | DNL3
113370660 | PRDW18-7DP2-V | 0 | [6 empty] | DPL3
113370670 | PRDW18-14DN2-V | 0 | [6 empty] | DNL3
113370680 | PRDW18-14DP2-V | 0 | [6 empty] | DPL3
113370710 | PRDW30-15DN-V | 1051.875 | 15mm | M30 | DC 3 wire | 12-24VDC (10-30VDC) | NPN, Normal Open | 200Hz | DNL3
113370720 | PRDW30-15DN2-V | 0 | [6 empty] | DNL3
113370730 | PRDW30-15DP-V | 1051.875 | 15mm | M30 | DC 3 wire | 12-24VDC (10-30VDC) | PNP, Normal Open | 200Hz | DPL3
113370740 | PRDW30-15DP2-V | 0 | [6 empty] | DPL3
113370750 | PRDW30-25DN-V | 0 | [6 empty] | DNL3
113370760 | PRDW30-25DN2-V | 0 | [6 empty] | DNL3
113370770 | PRDW30-25DP-V | 0 | [6 empty] | DPL3
113370780 | PRDW30-25DP2-V | 0 | [6 empty] | DPL3
113380110 | PRDL12-4DN | 804.375 | 4mm | M12 | DC 3 wire | 12-24VDC (10-30VDC) | NPN, Normal Open | 500Hz | DNL3
113380120 | PRDL12-4DP | 804.375 | 4mm | M12 | DC 3 wire | 12-24VDC (10-30VDC) | PNP, Normal Open | 500Hz | DPL3
113380130 | PRDL12-4DN2 | 835.3125 | 4mm | M12 | DC 3 wire | 12-24VDC (10-30VDC) | NPN, Normal Close | 500Hz | DNL3
113380140 | PRDL12-4DP2 | 835.3125 | 4mm | M12 | DC 3 wire | 12-24VDC (10-30VDC) | PNP, Normal Close | 500Hz | DPL3
113380150 | PRDL12-8DN | 804.375 | 8mm | M12 | DC 3 wire | 12-24VDC (10-30VDC) | NPN, Normal Open | 400Hz | DNL3
113380160 | PRDL12-8DP | 804.375 | 8mm | M12 | DC 3 wire | 12-24VDC (10-30VDC) | PNP, Normal Open | 400Hz | DPL3
113380170 | PRDL12-8DN2 | 835.3125 | 8mm | M12 | DC 3 wire | 12-24VDC (10-30VDC) | NPN, Normal Close | 400Hz | DNL3
113380180 | PRDL12-8DP2 | 835.3125 | 8mm | M12 | DC 3 wire | 12-24VDC (10-30VDC) | PNP, Normal Close | 400Hz | DPL3
113380210 | PRDL18-7DN | 742.5 | 7mm | M18 | DC 3 wire | 12-24VDC (10-30VDC) | NPN, Normal Open | 300Hz | DNL3
113380220 | PRDL18-7DP | 742.5 | 7mm | M18 | DC 3 wire | 12-24VDC (10-30VDC) | PNP, Normal Open | 300Hz | DPL3
113380230 | PRDL18-7DN2 | 773.4375 | 7mm | M18 | DC 3 wire | 12-24VDC (10-30VDC) | NPN, Normal Close | 300Hz | DNL3
113380240 | PRDL18-7DP2 | 773.4375 | 7mm | M18 | DC 3 wire | 12-24VDC (10-30VDC) | PNP, Normal Close | 300Hz | DPL3
113380250 | PRDL18-14DN | 742.5 | 14mm | M18 | DC 3 wire | 12-24VDC (10-30VDC) | NPN, Normal Open | 200Hz | DNL3
113380251 | PRDL18-14DN | 804.375 | [6 empty] | DNL3(3M)
113380253 | PRDL18-14DN | 928.125 | [6 empty] | DNL3(5M)
113380260 | PRDL18-14DP | 742.5 | 14mm | M18 | DC 3 wire | 12-24VDC (10-30VDC) | PNP, Normal Open | 200Hz | DPL3
113380261 | PRDL18-14DP | 0 | [6 empty] | DPL3(4M)
113380262 | PRDL18-14DP | 928.125 | [6 empty] | DPL3(5M)
113380270 | PRDL18-14DN2 | 773.4375 | 14mm | M18 | DC 3 wire | 12-24VDC (10-30VDC) | NPN, Normal Close | 200Hz | DNL3
113380280 | PRDL18-14DP2 | 773.4375 | 14mm | M18 | DC 3 wire | 12-24VDC (10-30VDC) | PNP, Normal Close | 200Hz | DPL3
113380310 | PRDL30-15DN | 866.25 | 15mm | M30 | DC 3 wire | 12-24VDC (10-30VDC) | NPN, Normal Open | 200Hz | DNL3
113380320 | PRDL30-15DN2 | 897.1875 | 15mm | M30 | DC 3 wire | 12-24VDC (10-30VDC) | NPN, Normal Close | 200Hz | DNL3
113380330 | PRDL30-15DP | 866.25 | 15mm | M30 | DC 3 wire | 12-24VDC (10-30VDC) | PNP, Normal Open | 200Hz | DPL3
113380340 | PRDL30-15DP2 | 897.1875 | 15mm | M30 | DC 3 wire | 12-24VDC (10-30VDC) | PNP, Normal Close | 200Hz | DPL3
113380350 | PRDL30-25DN | 0 | [6 empty] | DNL3
113380360 | PRDL30-25DN2 | 0 | [6 empty] | DNL3
113380370 | PRDL30-25DP | 0 | [6 empty] | DPL3
113380380 | PRDL30-25DP2 | 0 | [6 empty] | DPL3
113390110 | PRDWL12-4DN | 928.125 | 4mm | M12 | DC 3 wire | 12-24VDC (10-30VDC) | NPN, Normal Open | 500Hz | DNL3
113390120 | PRDWL12-4DP | 928.125 | 4mm | M12 | DC 3 wire | 12-24VDC (10-30VDC) | PNP, Normal Open | 500Hz | DPL3
113390130 | PRDWL12-4DN2 | 959.0625 | 4mm | M12 | DC 3 wire | 12-24VDC (10-30VDC) | NPN, Normal Close | 500Hz | DNL3
113390140 | PRDWL12-4DP2 | 959.0625 | 4mm | M12 | DC 3 wire | 12-24VDC (10-30VDC) | PNP, Normal Close | 500Hz | DPL3
113390150 | PRDWL12-8DN | 928.125 | 8mm | M12 | DC 3 wire | 12-24VDC (10-30VDC) | NPN, Normal Open | 400Hz | DNL3
113390160 | PRDWL12-8DP | 928.125 | 8mm | M12 | DC 3 wire | 12-24VDC (10-30VDC) | PNP, Normal Open | 400Hz | DPL3
113390170 | PRDWL12-8DN2 | 959.0625 | 8mm | M12 | DC 3 wire | 12-24VDC (10-30VDC) | NPN, Normal Close | 400Hz | DNL3
113390180 | PRDWL12-8DP2 | 959.0625 | 8mm | M12 | DC 3 wire | 12-24VDC (10-30VDC) | PNP, Normal Close | 400Hz | DPL3
113390210 | PRDWL18-7DN | 866.25 | 7mm | M18 | DC 3 wire | 12-24VDC (10-30VDC) | NPN, Normal Open | 300Hz | DNL3
113390220 | PRDWL18-7DP | 866.25 | 7mm | M18 | DC 3 wire | 12-24VDC (10-30VDC) | PNP, Normal Open | 300Hz | DPL3
113390230 | PRDWL18-7DN2 | 897.1875 | 7mm | M18 | DC 3 wire | 12-24VDC (10-30VDC) | NPN, Normal Close | 300Hz | DNL3
113390240 | PRDWL18-7DP2 | 897.1875 | 7mm | M18 | DC 3 wire | 12-24VDC (10-30VDC) | PNP, Normal Close | 300Hz | DPL3
113390250 | PRDWL18-14DN | 866.25 | 14mm | M18 | DC 3 wire | 12-24VDC (10-30VDC) | NPN, Normal Open | 200Hz | DNL3
113390260 | PRDWL18-14DP | 866.25 | 14mm | M18 | DC 3 wire | 12-24VDC (10-30VDC) | PNP, Normal Open | 200Hz | DPL3
113390270 | PRDWL18-14DN2 | 897.1875 | 14mm | M18 | DC 3 wire | 12-24VDC (10-30VDC) | NPN, Normal Close | 200Hz | DNL3
113390280 | PRDWL18-14DP2 | 897.1875 | 14mm | M18 | DC 3 wire | 12-24VDC (10-30VDC) | PNP, Normal Close | 200Hz | DPL3
113390310 | PRDWL30-15DN | 1020.9375 | 15mm | M30 | DC 3 wire | 12-24VDC (10-30VDC) | NPN, Normal Open | 200Hz | DNL3
113390320 | PRDWL30-15DN2 | 1051.875 | 15mm | M30 | DC 3 wire | 12-24VDC (10-30VDC) | NPN, Normal Close | 200Hz | DNL3
113390330 | PRDWL30-15DP | 1020.9375 | 15mm | M30 | DC 3 wire | 12-24VDC (10-30VDC) | PNP, Normal Open | 200Hz | DPL3
113390340 | PRDWL30-15DP2 | 1051.875 | 15mm | M30 | DC 3 wire | 12-24VDC (10-30VDC) | PNP, Normal Close | 200Hz | DPL3
113390350 | PRDWL30-25DN | 0 | [6 empty] | DNL3
113390360 | PRDWL30-25DN2 | 0 | [6 empty] | DNL3
113390370 | PRDWL30-25DP | 0 | [6 empty] | DPL3
113390380 | PRDWL30-25DP2 | 0 | [6 empty] | DPL3
113400110 | PRDAT18-7DO | 1361.25 | 7mm | M18 | DC 2 wire | 12-24VDC (10-30VDC) | Normal Open | 300Hz | DOL2(AT204)
113400120 | PRDAT18-7DC | 1361.25 | 7mm | M18 | DC 2 wire | 12-24VDC (10-30VDC) | Normal Close | 300Hz | DCL2(AT204)
113400210 | PRDAT30-15DO | 1825.3125 | 15mm | M30 | DC 2 wire | 12-24VDC (10-30VDC) | Normal Open | 200Hz | DOL2
113400220 | PRDAT30-15DC | 1825.3125 | 15mm | M30 | DC 2 wire | 12-24VDC (10-30VDC) | Normal Close | 200Hz | DCL2
113400230 | PRDAT30-15DO-V | 1887.1875 | 15mm | M30 | DC 2 wire | 12-24VDC (10-30VDC) | Normal Close | 200Hz | DOL2
113400240 | PRDAT30-15DC-V | 1887.1875 | 15mm | M30 | DC 2 wire | 12-24VDC (10-30VDC) | Normal Close | 200Hz | DCL2
113400610 | PRDAT18-7DO-V | 1423.125 | 7mm | M18 | DC 2 wire | 12-24VDC (10-30VDC) | Normal Open | 300Hz | DOL2(AT204)
113400611 | PRDAT18-7DO-V | 0 | 7mm | M18 | DC 2 wire | 12-24VDC (10-30VDC) | Normal Open | 300Hz | DOL2(5M)(AT204)
113400620 | PRDAT18-7DC-V | 1423.125 | 7mm | M18 | DC 2 wire | 12-24VDC (10-30VDC) | Normal Close | 300Hz | DCL2(AT204)
113400750 | PRDAT30-15DO-V | 0 | 15mm | M30 | DC 2 wire | 12-24VDC (10-30VDC) | Normal Open | 200Hz | DOL2-H
113400751 | PRDAT30-15DO-V | 4653 | 15mm | M30 | DC 2 wire | 12-24VDC (10-30VDC) | Normal Open | 200Hz | DOL2(5M)-H
113410010 | PRDCMT12-4DO | 990 | 4mm | M12 | DC 2 wire | 12-24VDC (10-30VDC) | Normal Open | 500Hz | DOC2(AT205)
113410020 | PRDCMT12-4DC | 990 | 4mm | M12 | DC 2 wire | 12-24VDC (10-30VDC) | Normal Close | 500Hz | DCC2(AT205)
113410030 | PRDCMT12-8DO | 990 | 8mm | M12 | DC 2 wire | 12-24VDC (10-30VDC) | Normal Open | 400Hz | DOC2(AT205)
113410040 | PRDCMT12-8DC | 990 | 8mm | M12 | DC 2 wire | 12-24VDC (10-30VDC) | Normal Close | 400Hz | DCC2(AT205)
113410050 | PRDCMT12-4DO-I | 990 | 4mm | M12 | DC 2 wire | 12-24VDC (10-30VDC) | Normal Open | 500Hz | DOC2(AT205)
113410060 | PRDCMT12-4DC-I | 990 | 4mm | M12 | DC 2 wire | 12-24VDC (10-30VDC) | Normal Close | 500Hz | DCC2(AT205)
113410070 | PRDCMT12-8DO-I | 990 | 8mm | M12 | DC 2 wire | 12-24VDC (10-30VDC) | Normal Open | 400Hz | DOC2(AT205)
113410080 | PRDCMT12-8DC-I | 990 | 8mm | M12 | DC 2 wire | 12-24VDC (10-30VDC) | Normal Close | 400Hz | DCC2(AT205)
113410110 | PRDCMT18-7DO | 928.125 | 7mm | M18 | DC 2 wire | 12-24VDC (10-30VDC) | Normal Open | 300Hz | DOC2
113410120 | PRDCMT18-7DC | 928.125 | 7mm | M18 | DC 2 wire | 12-24VDC (10-30VDC) | Normal Close | 300Hz | DCC2
113410130 | PRDCMT18-7DO-I | 928.125 | 7mm | M18 | DC 2 wire | 12-24VDC (10-30VDC) | Normal Open | 300Hz | DOC2
113410131 | PRDCMT18-7DO-I | 0 | [6 empty] | DOC2(AT205)
113410140 | PRDCMT18-7DC-I | 928.125 | 7mm | M18 | DC 2 wire | 12-24VDC (10-30VDC) | Normal Close | 300Hz | DCC2
113410141 | PRDCMT18-7DC-I | 0 | [6 empty] | DCC2(AT205)
113410150 | PRDCMT18-14DO | 928.125 | 14mm | M18 | DC 2 wire | 12-24VDC (10-30VDC) | Normal Open | 200Hz | DOC2
113410160 | PRDCMT18-14DC | 928.125 | 14mm | M18 | DC 2 wire | 12-24VDC (10-30VDC) | Normal Close | 200Hz | DCC2
113410170 | PRDCMT18-14DO-I | 928.125 | 14mm | M18 | DC 2 wire | 12-24VDC (10-30VDC) | Normal Open | 200Hz | DOC2
113410171 | PRDCMT18-14DO-I | 0 | [6 empty] | DOC2(AT205)
113410180 | PRDCMT18-14DC-I | 928.125 | 14mm | M18 | DC 2 wire | 12-24VDC (10-30VDC) | Normal Close | 200Hz | DCC2
113410181 | PRDCMT18-14DC-I | 0 | [6 empty] | DCC2(AT205)
113410210 | PRDCMT30-15DO | 1051.875 | 15mm | M30 | DC 2 wire | 12-24VDC (10-30VDC) | Normal Open | 200Hz | DOC2
113410220 | PRDCMT30-15DC | 1051.875 | 15mm | M30 | DC 2 wire | 12-24VDC (10-30VDC) | Normal Close | 200Hz | DCC2
113410230 | PRDCMT30-25DO | 0 | 25mm | M30 | DC 2 wire | 12-24VDC (10-30VDC) | Normal Open | 100Hz | DOC2
113410240 | PRDCMT30-25DC | 0 | 25mm | M30 | DC 2 wire | 12-24VDC (10-30VDC) | Normal Close | 100Hz | DCC2
113410250 | PRDCMT30-15DO-I | 1051.875 | 15mm | M30 | DC 2 wire | 12-24VDC (10-30VDC) | Normal Open | 200Hz | DOC2
113410260 | PRDCMT30-15DC-I | 1051.875 | 15mm | M30 | DC 2 wire | 12-24VDC (10-30VDC) | Normal Close | 200Hz | DCC2
113410280 | PRDCMT30-25DC-I | 0 | 25mm | M30 | DC 2 wire | 12-24VDC (10-30VDC) | Normal Close | 100Hz | DCC2
113410570 | PRDCMT12-8DO-I | 0 | 8mm | M12 | DC 2 wire | 12-24VDC (10-30VDC) | Normal Open | 400Hz | DOC2-H
113410710 | PRDCMT30-15DO | 0 | [6 empty] | DOC2(AT205)
113410720 | PRDCMT30-15DC | 0 | [6 empty] | DCC2(AT205)
113410730 | PRDCMT30-25DO | 0 | [6 empty] | DOC2(AT205)
113410740 | PRDCMT30-25DC | 0 | [6 empty] | DCC2(AT205)
113410750 | PRDCMT30-15DO-I | 0 | [6 empty] | DOC2(AT205)
113410760 | PRDCMT30-15DC-I | 0 | [6 empty] | DCC2(AT205)
113410780 | PRDCMT30-25DC-I | 0 | [6 empty] | DCC2(AT205)
113410810 | PRDCMT08-2DO | 0 | [6 empty] | DOL2(AT205)
113410820 | PRDCMT08-2DC | 0 | [6 empty] | DCL2(AT205)
113410830 | PRDCMT08-4DO | 0 | [6 empty] | DOL2(AT205)
113410840 | PRDCMT08-4DC | 0 | [6 empty] | DCL2(AT205)
113410850 | PRDCMT08-2DO-I | 0 | [6 empty] | DOL2(AT205)
113410860 | PRDCMT08-2DC-I | 0 | [6 empty] | DCL2(AT205)
113410870 | PRDCMT08-4DO-I | 0 | [6 empty] | DOL2(AT205)
113410880 | PRDCMT08-4DC-I | 0 | [6 empty] | DCL2(AT205)
113420010 | PRDCM12-4DN | 990 | [6 empty] | DNC3
113420020 | PRDCM12-4DP | 990 | 4mm | M12 | DC 3 wire | 12-24VDC (10-30VDC) | PNP, Normal Open | 500Hz | DPC3
113420030 | PRDCM12-4DN2 | 1020.9375 | 4mm | M12 | DC 3 wire | 12-24VDC (10-30VDC) | NPN, Normal Close | 500Hz | DNC3
113420040 | PRDCM12-4DP2 | 1020.9375 | 4mm | M12 | DC 3 wire | 12-24VDC (10-30VDC) | PNP, Normal Close | 500Hz | DPC3
113420050 | PRDCM12-8DN | 990 | 8mm | M12 | DC 3 wire | 12-24VDC (10-30VDC) | NPN, Normal Open | 400Hz | DNC3
113420060 | PRDCM12-8DP | 990 | 8mm | M12 | DC 3 wire | 12-24VDC (10-30VDC) | PNP, Normal Open | 400Hz | DPC3
113420070 | PRDCM12-8DN2 | 1020.9375 | 8mm | M12 | DC 3 wire | 12-24VDC (10-30VDC) | NPN, Normal Close | 400Hz | DNC3
113420080 | PRDCM12-8DP2 | 1020.9375 | 8mm | M12 | DC 3 wire | 12-24VDC (10-30VDC) | PNP, Normal Close | 400Hz | DPC3
113420110 | PRDCM18-7DN | 928.125 | 7mm | M18 | DC 3 wire | 12-24VDC (10-30VDC) | NPN, Normal Open | 300Hz | DNC3
113420120 | PRDCM18-7DP | 928.125 | 7mm | M18 | DC 3 wire | 12-24VDC (10-30VDC) | PNP, Normal Open | 300Hz | DPC3
113420130 | PRDCM18-7DN2 | 959.0625 | 7mm | M18 | DC 3 wire | 12-24VDC (10-30VDC) | NPN, Normal Close | 300Hz | DNC3
113420140 | PRDCM18-7DP2 | 959.0625 | 7mm | M18 | DC 3 wire | 12-24VDC (10-30VDC) | PNP, Normal Close | 300Hz | DPC3
113420150 | PRDCM18-14DN | 928.125 | 14mm | M18 | DC 3 wire | 12-24VDC (10-30VDC) | NPN, Normal Open | 200Hz | DNC3
113420160 | PRDCM18-14DP | 928.125 | 14mm | M18 | DC 3 wire | 12-24VDC (10-30VDC) | PNP, Normal Open | 200Hz | DPC3
113420170 | PRDCM18-14DN2 | 959.0625 | 14mm | M18 | DC 3 wire | 12-24VDC (10-30VDC) | NPN, Normal Close | 200Hz | DNC3
113420180 | PRDCM18-14DP2 | 959.0625 | 14mm | M18 | DC 3 wire | 12-24VDC (10-30VDC) | PNP, Normal Close | 200Hz | DPC3
113420210 | PRDCM30-15DN | 1051.875 | 15mm | M30 | DC 3 wire | 12-24VDC (10-30VDC) | NPN, Normal Open | 200Hz | DNC3
113420220 | PRDCM30-15DN2 | 1082.8125 | 15mm | M30 | DC 3 wire | 12-24VDC (10-30VDC) | NPN, Normal Close | 200Hz | DNC3
113420230 | PRDCM30-15DP | 1051.875 | 15mm | M30 | DC 3 wire | 12-24VDC (10-30VDC) | PNP, Normal Open | 200Hz | DPC3
113420240 | PRDCM30-15DP2 | 1082.8125 | 15mm | M30 | DC 3 wire | 12-24VDC (10-30VDC) | PNP, Normal Close | 200Hz | DPC3
113420250 | PRDCM30-25DN | 0 | [6 empty] | DNC3
113420260 | PRDCM30-25DN2 | 0 | [6 empty] | DNC3
113420270 | PRDCM30-25DP | 0 | [6 empty] | DPC3
113420280 | PRDCM30-25DP2 | 0 | [6 empty] | DPC3
113430010 | PRDCML12-4DN | 990 | 4mm | M12 | DC 3 wire | 12-24VDC (10-30VDC) | NPN, Normal Open | 500Hz | DNC3
113430020 | PRDCML12-4DP | 990 | 4mm | M12 | DC 3 wire | 12-24VDC (10-30VDC) | PNP, Normal Open | 500Hz | DPC3
113430030 | PRDCML12-4DN2 | 1020.9375 | 4mm | M12 | DC 3 wire | 12-24VDC (10-30VDC) | NPN, Normal Close | 500Hz | DNC3
113430040 | PRDCML12-4DP2 | 1020.9375 | 4mm | M12 | DC 3 wire | 12-24VDC (10-30VDC) | PNP, Normal Close | 500Hz | DPC3
113430050 | PRDCML12-8DN | 990 | 8mm | M12 | DC 3 wire | 12-24VDC (10-30VDC) | NPN, Normal Open | 400Hz | DNC3
113430060 | PRDCML12-8DP | 990 | 8mm | M12 | DC 3 wire | 12-24VDC (10-30VDC) | PNP, Normal Open | 400Hz | DPC3
113430070 | PRDCML12-8DN2 | 1020.9375 | 8mm | M12 | DC 3 wire | 12-24VDC (10-30VDC) | NPN, Normal Close | 400Hz | DNC3
113430080 | PRDCML12-8DP2 | 1020.9375 | 8mm | M12 | DC 3 wire | 12-24VDC (10-30VDC) | PNP, Normal Close | 400Hz | DPC3
113430110 | PRDCML18-7DN | 928.125 | 7mm | M18 | DC 3 wire | 12-24VDC (10-30VDC) | NPN, Normal Open | 300Hz | DNC3
113430120 | PRDCML18-7DP | 928.125 | 7mm | M18 | DC 3 wire | 12-24VDC (10-30VDC) | PNP, Normal Open | 300Hz | DPC3
113430130 | PRDCML18-7DN2 | 959.0625 | 7mm | M18 | DC 3 wire | 12-24VDC (10-30VDC) | NPN, Normal Close | 300Hz | DNC3
113430140 | PRDCML18-7DP2 | 959.0625 | 7mm | M18 | DC 3 wire | 12-24VDC (10-30VDC) | PNP, Normal Close | 300Hz | DPC3
113430150 | PRDCML18-14DN | 928.125 | 14mm | M18 | DC 3 wire | 12-24VDC (10-30VDC) | NPN, Normal Open | 200Hz | DNC3
113430160 | PRDCML18-14DP | 928.125 | 14mm | M18 | DC 3 wire | 12-24VDC (10-30VDC) | PNP, Normal Open | 200Hz | DPC3
113430170 | PRDCML18-14DN2 | 959.0625 | 14mm | M18 | DC 3 wire | 12-24VDC (10-30VDC) | NPN, Normal Close | 200Hz | DNC3
113430180 | PRDCML18-14DP2 | 959.0625 | 14mm | M18 | DC 3 wire | 12-24VDC (10-30VDC) | PNP, Normal Close | 200Hz | DPC3
113430210 | PRDCML30-15DN | 1175.625 | 15mm | M30 | DC 3 wire | 12-24VDC (10-30VDC) | NPN, Normal Open | 200Hz | DNC3
113430220 | PRDCML30-15DN2 | 1206.5625 | 15mm | M30 | DC 3 wire | 12-24VDC (10-30VDC) | NPN, Normal Close | 200Hz | DNC3
113430230 | PRDCML30-15DP | 1175.625 | 15mm | M30 | DC 3 wire | 12-24VDC (10-30VDC) | PNP, Normal Open | 200Hz | DPC3
113430240 | PRDCML30-15DP2 | 1206.5625 | 15mm | M30 | DC 3 wire | 12-24VDC (10-30VDC) | PNP, Normal Close | 200Hz | DPC3
113430250 | PRDCML30-25DN | 0 | [6 empty] | DNC3
113430260 | PRDCML30-25DN2 | 0 | [6 empty] | DNC3
113430270 | PRDCML30-25DP | 0 | [6 empty] | DPC3
113430280 | PRDCML30-25DP2 | 0 | [6 empty] | DPC3
113440010 | PRDLT12-4DO | 804.375 | 4mm | M12 | DC 2 wire | 12-24VDC (10-30VDC) | Normal Open | 500Hz | DOL2
113440020 | PRDLT12-4DC | 804.375 | 4mm | M12 | DC 2 wire | 12-24VDC (10-30VDC) | Normal Close | 500Hz | DCL2
113440030 | PRDLT12-4DO-V | 866.25 | 4mm | M12 | DC 2 wire | 12-24VDC (10-30VDC) | Normal Open | 500Hz | DOL2
113440040 | PRDLT12-4DC-V | 866.25 | 4mm | M12 | DC 2 wire | 12-24VDC (10-30VDC) | Normal Close | 500Hz | DCL2
113440050 | PRDLT12-8DO | 804.375 | 8mm | M12 | DC 2 wire | 12-24VDC (10-30VDC) | Normal Open | 400Hz | DOL2
113440060 | PRDLT12-8DC | 804.375 | 8mm | M12 | DC 2 wire | 12-24VDC (10-30VDC) | Normal Close | 400Hz | DCL2
113440070 | PRDLT12-8DO-V | 866.25 | 8mm | M12 | DC 2 wire | 12-24VDC (10-30VDC) | Normal Open | 400Hz | DOL2
113440080 | PRDLT12-8DC-V | 866.25 | 8mm | M12 | DC 2 wire | 12-24VDC (10-30VDC) | Normal Close | 400Hz | DCL2
113440110 | PRDLT18-7DO | 742.5 | 7mm | M18 | DC 2 wire | 12-24VDC (10-30VDC) | Normal Open | 300Hz | DOL2
113440120 | PRDLT18-7DC | 742.5 | 7mm | M18 | DC 2 wire | 12-24VDC (10-30VDC) | Normal Close | 300Hz | DCL2
113440130 | PRDLT18-7DO-V | 804.375 | 7mm | M18 | DC 2 wire | 12-24VDC (10-30VDC) | Normal Open | 300Hz | DOL2
113440140 | PRDLT18-7DC-V | 804.375 | 7mm | M18 | DC 2 wire | 12-24VDC (10-30VDC) | Normal Close | 300Hz | DCL2
113440150 | PRDLT18-14DO | 742.5 | 14mm | M18 | DC 2 wire | 12-24VDC (10-30VDC) | Normal Open | 200Hz | DOL2
113440160 | PRDLT18-14DC | 742.5 | 14mm | M18 | DC 2 wire | 12-24VDC (10-30VDC) | Normal Close | 200Hz | DCL2
113440170 | PRDLT18-14DO-V | 804.375 | 14mm | M18 | DC 2 wire | 12-24VDC (10-30VDC) | Normal Open | 200Hz | DOL2
113440180 | PRDLT18-14DC-V | 804.375 | 14mm | M18 | DC 2 wire | 12-24VDC (10-30VDC) | Normal Close | 200Hz | DCL2
113440210 | PRDLT30-15DO | 866.25 | 15mm | M30 | DC 2 wire | 12-24VDC (10-30VDC) | Normal Open | 200Hz | DOL2
113440220 | PRDLT30-15DC | 866.25 | 15mm | M30 | DC 2 wire | 12-24VDC (10-30VDC) | Normal Close | 200Hz | DCL2
113440230 | PRDLT30-25DO | 0 | [6 empty] | DOL2
113440240 | PRDLT30-25DC | 0 | [6 empty] | DCL2
113440250 | PRDLT30-15DO-V | 990 | 15mm | M30 | DC 2 wire | 12-24VDC (10-30VDC) | Normal Open | 200Hz | DOL2
113440260 | PRDLT30-15DC-V | 990 | 15mm | M30 | DC 2 wire | 12-24VDC (10-30VDC) | Normal Close | 200Hz | DCL2
113440270 | PRDLT30-25DO-V | 0 | [6 empty] | DOL2
113440280 | PRDLT30-25DC-V | 0 | [6 empty] | DCL2
113440710 | PRDLT30-15DO | 0 | [6 empty] | DOL2-H
113440720 | PRDLT30-15DC | 0 | [6 empty] | DCL2-H
113440730 | PRDLT30-25DO | 0 | [6 empty] | DOL2-H
113440740 | PRDLT30-25DC | 0 | [6 empty] | DCL2-H
113440750 | PRDLT30-15DO-V | 0 | [6 empty] | DOL2-H
113440760 | PRDLT30-15DC-V | 0 | [6 empty] | DCL2-H
113440770 | PRDLT30-25DO-V | 0 | [6 empty] | DOL2-H
113440780 | PRDLT30-25DC-V | 0 | [6 empty] | DCL2-H
113441010 | PRDLT12-4XO | 804.375 | [6 empty] | DOL2
113441020 | PRDLT12-4XC | 804.375 | [6 empty] | DCL2
113441030 | PRDLT12-8XO | 804.375 | [6 empty] | DOL2
113441040 | PRDLT12-8XC | 804.375 | [6 empty] | DCL2
113441050 | PRDLT12-4XO-V | 866.25 | [6 empty] | DOL2
113441060 | PRDLT12-4XC-V | 866.25 | [6 empty] | DCL2
113441070 | PRDLT12-8XO-V | 866.25 | [6 empty] | DOL2
113441080 | PRDLT12-8XC-V | 866.25 | [6 empty] | DCL2
113441110 | PRDLT18-7XO | 742.5 | [6 empty] | DOL2
113441120 | PRDLT18-7XC | 742.5 | [6 empty] | DCL2
113441130 | PRDLT18-14XO | 742.5 | [6 empty] | DOL2
113441140 | PRDLT18-14XC | 742.5 | [6 empty] | DCL2
113441150 | PRDLT18-7XO-V | 804.375 | [6 empty] | DOL2
113441160 | PRDLT18-7XC-V | 804.375 | [6 empty] | DCL2
113441170 | PRDLT18-14XO-V | 804.375 | [6 empty] | DCL2
113441180 | PRDLT18-14XC-V | 804.375 | [6 empty] | DCL2
113441210 | PRDLT30-15XO | 866.25 | [6 empty] | DOL2
113441220 | PRDLT30-15XC | 866.25 | [6 empty] | DCL2
113441230 | PRDLT30-25XO | 0 | [6 empty] | DOL2
113441240 | PRDLT30-25XC | 0 | [6 empty] | DCL2
113441250 | PRDLT30-15XO-V | 990 | [6 empty] | DOL2
113441260 | PRDLT30-15XC-V | 990 | [6 empty] | DCL2
113441270 | PRDLT30-25XO-V | 0 | [6 empty] | DOL2
113441280 | PRDLT30-25XC-V | 0 | [6 empty] | DCL2
113450110 | PRDCMLT18-7DO | 928.125 | 7mm | M18 | DC 2 wire | 12-24VDC (10-30VDC) | Normal Open | 300Hz | DOC2
113450120 | PRDCMLT18-7DC | 928.125 | 7mm | M18 | DC 2 wire | 12-24VDC (10-30VDC) | Normal Close | 300Hz | DCC2
113450130 | PRDCMLT18-7DO-I | 928.125 | 7mm | M18 | DC 2 wire | 12-24VDC (10-30VDC) | Normal Open | 300Hz | DOC2
113450140 | PRDCMLT18-7DC-I | 928.125 | 7mm | M18 | DC 2 wire | 12-24VDC (10-30VDC) | Normal Close | 300Hz | DCC2
113450150 | PRDCMLT18-14DO | 928.125 | 14mm | M18 | DC 2 wire | 12-24VDC (10-30VDC) | Normal Open | 200Hz | DOC2
113450160 | PRDCMLT18-14DC | 928.125 | 14mm | M18 | DC 2 wire | 12-24VDC (10-30VDC) | Normal Close | 200Hz | DCC2
113450170 | PRDCMLT18-14DO-I | 928.125 | 14mm | M18 | DC 2 wire | 12-24VDC (10-30VDC) | Normal Open | 200Hz | DOC2
113450180 | PRDCMLT18-14DC-I | 928.125 | 14mm | M18 | DC 2 wire | 12-24VDC (10-30VDC) | Normal Close | 200Hz | DCC2
113450210 | PRDCMLT30-15DO | 1175.625 | 15mm | M30 | DC 2 wire | 12-24VDC (10-30VDC) | Normal Open | 200Hz | DOC2
113450220 | PRDCMLT30-15DC | 1175.625 | 15mm | M30 | DC 2 wire | 12-24VDC (10-30VDC) | Normal Close | 200Hz | DCC2
113450230 | PRDCMLT30-25DO | 0 | [6 empty] | DOC2
113450240 | PRDCMLT30-25DC | 0 | [6 empty] | DCC2
113450250 | PRDCMLT30-15DO-I | 1237.5 | 15mm | M30 | DC 2 wire | 12-24VDC (10-30VDC) | Normal Open | 200Hz | DOC2
113450260 | PRDCMLT30-15DC-I | 1237.5 | 15mm | M30 | DC 2 wire | 12-24VDC (10-30VDC) | Normal Close | 200Hz | DCC2
113450270 | PRDCMLT30-25DO-I | 0 | [6 empty] | DOC2
113450280 | PRDCMLT30-25DC-I | 0 | [6 empty] | DCC2
113450710 | PRDCMLT30-15DO | 0 | [6 empty] | DOC2-H
113450720 | PRDCMLT30-15DC | 0 | [6 empty] | DCC2-H
113450730 | PRDCMLT30-25DO | 0 | [6 empty] | DOC2-H
113450740 | PRDCMLT30-25DC | 0 | [6 empty] | DOC2-H
113450750 | PRDCMLT30-15DO-I | 0 | [6 empty] | DOC2-H
113450760 | PRDCMLT30-15DC-I | 0 | [6 empty] | DCC2-H
113450770 | PRDCMLT30-25DO-I | 0 | [6 empty] | DOC2-H
113450780 | PRDCMLT30-25DC-I | 0 | [6 empty] | DCC2-H
113460110 | PRDAWT18-7DO | 1485 | 7mm | M18 | DC 2 wire | 12-24VDC (10-30VDC) | Normal Open | 300Hz | DOL2
113460120 | PRDAWT18-7DC | 1485 | 7mm | M18 | DC 2 wire | 12-24VDC (10-30VDC) | Normal Close | 300Hz | DCL2
113460130 | PRDAWT18-7DO-I | 1485 | 7mm | M18 | DC 2 wire | 12-24VDC (10-30VDC) | Normal Open | 300Hz | DOL2
113460140 | PRDAWT18-7DC-I | 1485 | 7mm | M18 | DC 2 wire | 12-24VDC (10-30VDC) | Normal Close | 300Hz | DCL2
113460150 | PRDAWT18-7DO-IV | 1546.875 | 7mm | M18 | DC 2 wire | 12-24VDC (10-30VDC) | Normal Open | 300Hz | DOL2
113460160 | PRDAWT18-7DC-IV | 1546.875 | 7mm | M18 | DC 2 wire | 12-24VDC (10-30VDC) | Normal Close | 300Hz | DCL2
113460210 | PRDAWT30-15DO | 1949.0625 | 15mm | M30 | DC 2 wire | 12-24VDC (10-30VDC) | Normal Open | 200Hz | DOL2
113460220 | PRDAWT30-15DC | 1949.0625 | 15mm | M30 | DC 2 wire | 12-24VDC (10-30VDC) | Normal Close | 200Hz | DCL2
113460230 | PRDAWT30-15DO-I | 1949.0625 | 15mm | M30 | DC 2 wire | 12-24VDC (10-30VDC) | Normal Open | 200Hz | DOL2
113460240 | PRDAWT30-15DC-I | 1949.0625 | 15mm | M30 | DC 2 wire | 12-24VDC (10-30VDC) | Normal Close | 200Hz | DCL2
113460250 | PRDAWT30-15DO-IV | 2010.9375 | 15mm | M30 | DC 2 wire | 12-24VDC (10-30VDC) | Normal Open | 200Hz | DOL2
113460260 | PRDAWT30-15DC-IV | 2010.9375 | 15mm | M30 | DC 2 wire | 12-24VDC (10-30VDC) | Normal Close | 200Hz | DCL2
113470110 | PRE12-2DN | 0 | [6 empty] | DNL3
113470120 | PRE12-2DP | 0 | [6 empty] | DPL3
113470130 | PRE12-2DN2 | 0 | [6 empty] | DNL3
113470140 | PRE12-2DP2 | 0 | [6 empty] | DPL3
113470150 | PRE12-4DN | 0 | [6 empty] | DNL3
113470160 | PRE12-4DP | 0 | [6 empty] | DPL3
113470170 | PRE12-4DN2 | 0 | [6 empty] | DNL3
113470180 | PRE12-4DP2 | 0 | [6 empty] | DPL3
113470210 | PRE18-5DN | 0 | [6 empty] | DNL3
113470220 | PRE18-5DP | 0 | [6 empty] | DPL3
113470230 | PRE18-5DN2 | 0 | [6 empty] | DNL3
113470240 | PRE18-5DP2 | 0 | [6 empty] | DPL3
113470250 | PRE18-8DN | 0 | [6 empty] | DNL3
113470260 | PRE18-8DP | 0 | [6 empty] | DPL3
113470270 | PRE18-8DN2 | 0 | [6 empty] | DNL3
113470280 | PRE18-8DP2 | 0 | [6 empty] | DPL3
113480710 | PRDWLT18-7DO-IV | 0 | [6 empty] | DOL2
113480720 | PRDWLT18-7DC-IV | 0 | [6 empty] | DCL2
113480730 | PRDWLT18-14DO-IV | 0 | [6 empty] | DOL2
113480740 | PRDWLT18-14DC-IV | 0 | [6 empty] | DCL2
113481330 | PRDWLT18-7XO-IV | 0 | [6 empty] | DOL2
113481340 | PRDWLT18-7XC-IV | 0 | [6 empty] | DCL2
113481350 | PRDWLT18-14XO-IV | 0 | [6 empty] | DOL2
113481360 | PRDWLT18-14XC-IV | 0 | [6 empty] | DCL2
113500010 | PS08-2.5DN | 0 | [6 empty] | DNL3
113500020 | PS08-2.5DP | 0 | [6 empty] | DPL3
113500030 | PS08-2.5DN2 | 0 | [6 empty] | DNL3
113500040 | PS08-2.5DP2 | 0 | [6 empty] | DPL3
113500050 | PS08-2.5DNU | 0 | [6 empty] | DNL3
113500060 | PS08-2.5DPU | 0 | [6 empty] | DPL3
113500070 | PS08-2.5DN2U | 0 | [6 empty] | DNL3
113500080 | PS08-2.5DP2U | 0 | [6 empty] | DPL3
113910010 | PET18-5 | 556.875 | 5mm | M18 | DC 2 wire, Shield | None | PR(L)18, PRW(L)18, PRCM(L)18, PRT(CMT)18 | 1000Hz | 0.07*7(45)
113490040 | PSDT17-12DC | 0 | [6 empty] | DCL2
113490030 | PSDT17-12DO | 0 | [6 empty] | DOL2
113490020 | PSDT17-8DC | 0 | [6 empty] | DCL2
113490010 | PSDT17-8DO | 0 | [6 empty] | DOL2

## 5.Pressure
PRESSURE SENSOR
Артикул | Model | Retail price, RUR | Pressure type | Size | Power supply | Input | Output
117020031 | PSB-1-M5(FAMECS) | 0 |  |  |  | 12-24VDC
117020140 | PSB-1-M5(FAMECS) | 0 |  |  |  | 12-24VDC(METAL)
117040250 | PSAN-2KCV-RC1/8 | 0 |  |  |  | 12-24VDC (FEMALE)
117040260 | PSAN-2KCA-RC1/8 | 0 |  |  |  | 12-24VDC (FEMALE)
117040270 | PSAN-2KCH-RC1/8 | 0 |  |  |  | 12-24VDC (FEMALE)
117040280 | PSAN-2KCPV-RC1/8 | 0 |  |  |  | 12-24VDC (FEMALE)
117040290 | PSAN-2KCPA-RC1/8 | 0 |  |  |  | 12-24VDC (FEMALE)
117040300 | PSAN-2KCPH-RC1/8 | 0 |  |  |  | 12-24VDC (FEMALE)
117040310 | PSAN-10KCV-RC1/8 | 0 |  |  |  | 12-24VDC (FEMALE)
117040320 | PSAN-10KCA-RC1/8 | 0 |  |  |  | 12-24VDC (FEMALE)
117040330 | PSAN-10KCH-RC1/8 | 0 |  |  |  | 12-24VDC (FEMALE)
117040340 | PSAN-10KCPV-RC1/8 | 0 |  |  |  | 12-24VDC (FEMALE)
117040350 | PSAN-10KCPA-RC1/8 | 0 |  |  |  | 12-24VDC (FEMALE)
117040360 | PSAN-10KCPH-RC1/8 | 0 |  |  |  | 12-24VDC (FEMALE)
117041071 | PSAN-L01CV-R1/8 | 0 |  |  |  | 12-24VDC(OPTION JH) (MALE)
117041131 | PSAN-L1CV-R1/8 | 0 |  |  |  | 12-24VDC(OPTION JH) (MALE)
117041250 | PSAN-L1CV-7/16-20UNF | 0 |  |  |  | 12-24VDC (MALE)
117043010 | PSAN-V01CV-R1/8 | 0 |  |  |  | 12-24VDC (MALE)
117043020 | PSAN-V01CA-R1/8 | 0 |  |  |  | 12-24VDC (MALE)
117043030 | PSAN-V01CH-R1/8 | 0 |  |  |  | 12-24VDC (MALE)
117043040 | PSAN-V01CPV-R1/8 | 0 |  |  |  | 12-24VDC (MALE)
117043050 | PSAN-V01CPA-R1/8 | 0 |  |  |  | 12-24VDC (MALE)
117043060 | PSAN-V01CPH-R1/8 | 0 |  |  |  | 12-24VDC (MALE)
117043070 | PSAN-01CV-R1/8 | 0 |  |  |  | 12-24VDC (MALE)
117043080 | PSAN-01CA-R1/8 | 0 |  |  |  | 12-24VDC (MALE)
117043090 | PSAN-01CH-R1/8 | 0 |  |  |  | 12-24VDC (MALE)
117043100 | PSAN-01CPV-R1/8 | 0 |  |  |  | 12-24VDC (MALE)
117043110 | PSAN-01CPA-R1/8 | 0 |  |  |  | 12-24VDC (MALE)
117043120 | PSAN-01CPH-R1/8 | 0 |  |  |  | 12-24VDC (MALE)
117043130 | PSAN-1CV-R1/8 | 0 |  |  |  | 12-24VDC (MALE)
117043140 | PSAN-1CA-R1/8 | 0 |  |  |  | 12-24VDC (MALE)
117043150 | PSAN-1CH-R1/8 | 0 |  |  |  | 12-24VDC (MALE)
117043160 | PSAN-1CPV-R1/8 | 0 |  |  |  | 12-24VDC (MALE)
117043170 | PSAN-1CPA-R1/8 | 0 |  |  |  | 12-24VDC (MALE)
117043180 | PSAN-1CPH-R1/8 | 0 |  |  |  | 12-24VDC (MALE)
117043190 | PSAN-C01CV-R1/8 | 0 |  |  |  | 12-24VDC (MALE)
117043200 | PSAN-C01CA-R1/8 | 0 |  |  |  | 12-24VDC (MALE)
117043210 | PSAN-C01CH-R1/8 | 0 |  |  |  | 12-24VDC (MALE)
117043220 | PSAN-C01CPV-R1/8 | 0 |  |  |  | 12-24VDC (MALE)
117043230 | PSAN-C01CPA-R1/8 | 0 |  |  |  | 12-24VDC (MALE)
117043240 | PSAN-C01CPH-R1/8 | 0 |  |  |  | 12-24VDC (MALE)
117043510 | PSAN-B1V-9/16-18UNF | 0 |  |  |  | 12-24VDC
117043520 | PSAN-B1PV-9/16-18UNF | 0 |  |  |  | 12-24VDC
117043530 | PSAN-B1H-9/16-18UNF | 0 |  |  |  | 12-24VDC
117043540 | PSAN-B1PH-9/16-18UNF | 0 |  |  |  | 12-24VDC
117043550 | PSAN-BC01V-9/16-18UNF | 0 |  |  |  | 12-24VDC
117043560 | PSAN-BC01PV-9/16-18UNF | 0 |  |  |  | 12-24VDC
117043570 | PSAN-BC01H-9/16-18UNF | 0 |  |  |  | 12-24VDC
117043580 | PSAN-BC01PH-9/16-18UNF | 0 |  |  |  | 12-24VDC
117043710 | PSAN-B1V-R1/8 | 0 |  |  |  | 12-24VDC
117043720 | PSAN-B1PV-R1/8 | 0 |  |  |  | 12-24VDC
117043730 | PSAN-B1H-R1/8 | 0 |  |  |  | 12-24VDC
117043740 | PSAN-B1PH-R1/8 | 0 |  |  |  | 12-24VDC
117043750 | PSAN-BC01V-R1/8 | 0 |  |  |  | 12-24VDC
117043760 | PSAN-BC01PV-R1/8 | 0 |  |  |  | 12-24VDC
117043770 | PSAN-BC01H-R1/8 | 0 |  |  |  | 12-24VDC
117043780 | PSAN-BC01PH-R1/8 | 0 |  |  |  | 12-24VDC
117010020 | PSA-01-RC1/8 | 3588.75 | Standard | 0~100.0kPa | RC1/8 | 12-24VDC | NPN open collector
117010060 | PSA-01P-RC1/8 | 3588.75 | Standard | 0~100.0kPa | RC1/8 | 12-24VDC | PNP open collector
117010100 | PSA-1-RC1/8 | 3588.75 | Standard | 0~1,000kPa | RC1/8 | 12-24VDC | NPN open collector
117010140 | PSA-1P-RC1/8 | 3588.75 | Standard | 0~1,000kPa | RC1/8 | 12-24VDC | PNP open collector
117010180 | PSA-V01-RC1/8 | 3588.75 | Vacuum | 0.0~-101.3kPa | RC1/8 | 12-24VDC | NPN open collector
117010220 | PSA-V01P-RC1/8 | 3588.75 | Vacuum | 0.0~-101.3kPa | RC1/8 | 12-24VDC | PNP open collector
117010230 | PSA-C01-RC1/8 | 3588.75 | Compound | -100.0~100kPa | RC1/8 | 12-24VDC | NPN open collector
117010240 | PSA-C01P-RC1/8 | 3588.75 | Compound | -100.0~100kPa | RC1/8 | 12-24VDC | PNP open collector
117011010 | PSA-01-NPT1/8 | 3588.75 | Standard | 0~100.0kPa | NPT1/8 | 12-24VDC | NPN open collector
117011020 | PSA-01P-NPT1/8 | 3588.75 | Standard | 0~100.0kPa | NPT1/8 | 12-24VDC | PNP open collector
117011030 | PSA-1-NPT1/8 | 3588.75 | Standard | 0~1,000kPa | NPT1/8 | 12-24VDC | NPN open collector
117011040 | PSA-1P-NPT1/8 | 3588.75 | Standard | 0~1,000kPa | NPT1/8 | 12-24VDC | PNP open collector
117011050 | PSA-V01-NPT1/8 | 3588.75 | Vacuum | 0.0~-101.3kPa | NPT1/8 | 12-24VDC | NPN open collector
117011060 | PSA-V01P-NPT1/8 | 3588.75 | Vacuum | 0.0~-101.3kPa | NPT1/8 | 12-24VDC | PNP open collector
117011070 | PSA-C01-NPT1/8 | 3588.75 | Compound | -100.0~100kPa | NPT1/8 | 12-24VDC | NPN open collector
117011080 | PSA-C01P-NPT1/8 | 3588.75 | Compound | -100.0~100kPa | NPT1/8 | 12-24VDC | PNP open collector
117020010 | PSB-01-M5 | 3588.75 | Standard | 0~100.0kPa | M5 | 12-24VDC | NPN open collector
117020020 | PSB-V01-M5 | 3588.75 | Vacuum | 0.0~-101.3kPa | M5 | 12-24VDC | NPN open collector
117020030 | PSB-1-M5 | 3588.75 | Standard | 0~1,000kPa | M5 | 12-24VDC | NPN open collector
117020040 | PSB-C01-M5 | 3588.75 | Compound | -100.0~100kPa | M5 | 12-24VDC | NPN open collector
117020050 | PSB-01P-M5 | 3588.75 | Standard | 0~100.0kPa | M5 | 12-24VDC | PNP open collector
117020060 | PSB-V01P-M5 | 3588.75 | Vacuum | 0.0~-101.3kPa | M5 | 12-24VDC | PNP open collector
117020070 | PSB-1P-M5 | 3588.75 | Standard | 0~1,000kPa | M5 | 12-24VDC | PNP open collector
117020080 | PSB-C01P-M5 | 3588.75 | Compound | -100.0~100kPa | M5 | 12-24VDC | PNP open collector
117020110 | PSB-01-M5 | 3588.75 |  |  |  | 12-24VDC(METAL)
117020120 | PSB-V01-M5 | 3588.75 |  |  |  | 12-24VDC(METAL)
117020130 | PSB-1-M5 | 3588.75 |  |  |  | 12-24VDC(METAL)
117020150 | PSB-C01-M5 | 3588.75 |  |  |  | 12-24VDC(METAL)
117020160 | PSB-01P-M5 | 3588.75 |  |  |  | 12-24VDC(METAL)
117020170 | PSB-V01P-M5 | 3588.75 |  |  |  | 12-24VDC(METAL)
117020180 | PSB-1P-M5 | 3588.75 |  |  |  | 12-24VDC(METAL)
117020190 | PSB-C01P-M5 | 3588.75 |  |  |  | 12-24VDC(METAL)
117020210 | PSB-01C-M5 | 3825.6075 |  |  |  | 12-24VDC(METAL)
117020220 | PSB-V01C-M5 | 3825.6075 |  |  |  | 12-24VDC(METAL)
117020230 | PSB-1C-M5 | 3825.6075 |  |  |  | 12-24VDC(METAL)
117020240 | PSB-C01C-M5 | 3825.6075 |  |  |  | 12-24VDC(METAL)
117020250 | PSB-01CP-M5 | 3825.6075 |  |  |  | 12-24VDC(METAL)
117020260 | PSB-V01CP-M5 | 3825.6075 |  |  |  | 12-24VDC(METAL)
117020270 | PSB-1CP-M5 | 3825.6075 |  |  |  | 12-24VDC(METAL)
117020280 | PSB-C01CP-M5 | 3825.6075 |  |  |  | 12-24VDC(METAL)
117020320 | PSB-V01C-M5 | 3825.6075 | Vacuum | 0.0~-101.3kPa | M5 | 12-24VDC | NPN open collector
117020350 | PSB-01CP-M5 | 3825.6075 | Standard | 0~100.0kPa | M5 | 12-24VDC | PNP open collector
117020360 | PSB-V01CP-M5 | 3825.6075 | Vacuum | 0.0~-101.3kPa | M5 | 12-24VDC | PNP open collector
117020370 | PSB-1CP-M5 | 3825.6075 | Standard | 0~1,000kPa | M5 | 12-24VDC | PNP open collector
117020380 | PSB-C01CP-M5 | 3825.6075 | Compound | -100.0~100kPa | M5 | 12-24VDC | PNP open collector
117040010 | PSAN-V01CV-RC1/8 | 3330.36 | Vacuum | 0~100.0kPa | RC1/8 | 12-24VDC | NPN open collector
117040020 | PSAN-V01CA-RC1/8 | 3330.36 | Vacuum | 0~100.0kPa | RC1/8 | 12-24VDC | NPN open collector
117040030 | PSAN-V01CH-RC1/8 | 3330.36 | Vacuum | 0~100.0kPa | RC1/8 | 12-24VDC | NPN open collector
117040040 | PSAN-V01CPV-RC1/8 | 3330.36 | Vacuum | 0~100.0kPa | RC1/8 | 12-24VDC | PNP open collector
117040050 | PSAN-V01CPA-RC1/8 | 3330.36 | Vacuum | 0~100.0kPa | RC1/8 | 12-24VDC | PNP open collector
117040060 | PSAN-V01CPH-RC1/8 | 3330.36 | Vacuum | 0~100.0kPa | RC1/8 | 12-24VDC | PNP open collector
117040070 | PSAN-01CV-RC1/8 | 3330.36 | Standard | 0~100.0kPa | RC1/8 | 12-24VDC | NPN open collector
117040080 | PSAN-01CA-RC1/8 | 3330.36 | Standard | 0~100.0kPa | RC1/8 | 12-24VDC | NPN open collector
117040090 | PSAN-01CH-RC1/8 | 3330.36 | Standard | 0~100.0kPa | RC1/8 | 12-24VDC | NPN open collector
117040100 | PSAN-01CPV-RC1/8 | 3330.36 | Standard | 0~100.0kPa | RC1/8 | 12-24VDC | PNP open collector
117040110 | PSAN-01CPA-RC1/8 | 3330.36 | Standard | 0~100.0kPa | RC1/8 | 12-24VDC | PNP open collector
117040120 | PSAN-01CPH-RC1/8 | 3330.36 | Standard | 0~100.0kPa | RC1/8 | 12-24VDC | PNP open collector
117040130 | PSAN-1CV-RC1/8 | 3330.36 | Standard | 0~1,000kPa | RC1/8 | 12-24VDC | NPN open collector
117040131 | PSAN-1CV-RC1/8 | 3402.135 |  |  |  | 12-24VDC(3M) (FEMALE)
117040140 | PSAN-1CA-RC1/8 | 3330.36 | Standard | 0~1,000kPa | RC1/8 | 12-24VDC | NPN open collector
117040150 | PSAN-1CH-RC1/8 | 3330.36 | Standard | 0~1,000kPa | RC1/8 | 12-24VDC | NPN open collector
117040160 | PSAN-1CPV-RC1/8 | 3330.36 | Standard | 0~1,000kPa | RC1/8 | 12-24VDC | PNP open collector
117040170 | PSAN-1CPA-RC1/8 | 3330.36 | Standard | 0~1,000kPa | RC1/8 | 12-24VDC | PNP open collector
117040180 | PSAN-1CPH-RC1/8 | 3330.36 | Standard | 0~1,000kPa | RC1/8 | 12-24VDC | PNP open collector
117040190 | PSAN-C01CV-RC1/8 | 3330.36 | Compound | 0~100.0kPa | RC1/8 | 12-24VDC | NPN open collector
117040200 | PSAN-C01CA-RC1/8 | 3330.36 | Compound | 0~100.0kPa | RC1/8 | 12-24VDC | NPN open collector
117040210 | PSAN-C01CH-RC1/8 | 3330.36 | Compound | 0~100.0kPa | RC1/8 | 12-24VDC | NPN open collector
117040220 | PSAN-C01CPV-RC1/8 | 3330.36 | Compound | 0~100.0kPa | RC1/8 | 12-24VDC | PNP open collector
117040230 | PSAN-C01CPA-RC1/8 | 3330.36 | Compound | 0~100.0kPa | RC1/8 | 12-24VDC | PNP open collector
117040240 | PSAN-C01CPH-RC1/8 | 3330.36 | Compound | 0~100.0kPa | RC1/8 | 12-24VDC | PNP open collector
117041010 | PSAN-LV01CV-R1/8 | 8038.8 | Vacuum | 0~100.0kPa | RC1/8 | 12-24VDC | NPN open collector
117041020 | PSAN-LV01CA-R1/8 | 8038.8 | Vacuum | 0~100.0kPa | RC1/8 | 12-24VDC | NPN open collector
117041030 | PSAN-LV01CH-R1/8 | 8038.8 | Vacuum | 0~100.0kPa | RC1/8 | 12-24VDC | NPN open collector
117041040 | PSAN-LV01CPV-R1/8 | 8038.8 | Vacuum | 0~100.0kPa | RC1/8 | 12-24VDC | PNP open collector
117041050 | PSAN-LV01CPA-R1/8 | 8038.8 | Vacuum | 0~100.0kPa | RC1/8 | 12-24VDC | PNP open collector
117041060 | PSAN-LV01CPH-R1/8 | 8038.8 | Vacuum | 0~100.0kPa | RC1/8 | 12-24VDC | PNP open collector
117041070 | PSAN-L01CV-R1/8 | 8038.8 | Standard | 0~100.0kPa | RC1/8 | 12-24VDC | NPN open collector
117041080 | PSAN-L01CA-R1/8 | 8038.8 | Standard | 0~100.0kPa | RC1/8 | 12-24VDC | NPN open collector
117041090 | PSAN-L01CH-R1/8 | 8038.8 | Standard | 0~100.0kPa | RC1/8 | 12-24VDC | NPN open collector
117041100 | PSAN-L01CPV-R1/8 | 8038.8 | Standard | 0~100.0kPa | RC1/8 | 12-24VDC | PNP open collector
117041110 | PSAN-L01CPA-R1/8 | 8038.8 | Standard | 0~100.0kPa | RC1/8 | 12-24VDC | PNP open collector
117041120 | PSAN-L01CPH-R1/8 | 8038.8 | Standard | 0~100.0kPa | RC1/8 | 12-24VDC | PNP open collector
117041130 | PSAN-L1CV-R1/8 | 8038.8 | Standard | 0~1,000kPa | RC1/8 | 12-24VDC | NPN open collector
117041140 | PSAN-L1CA-R1/8 | 8038.8 | Standard | 0~1,000kPa | RC1/8 | 12-24VDC | NPN open collector
117041150 | PSAN-L1CH-R1/8 | 8038.8 | Standard | 0~1,000kPa | RC1/8 | 12-24VDC | NPN open collector
117041160 | PSAN-L1CPV-R1/8 | 8038.8 | Standard | 0~1,000kPa | RC1/8 | 12-24VDC | PNP open collector
117041170 | PSAN-L1CPA-R1/8 | 8038.8 | Standard | 0~1,000kPa | RC1/8 | 12-24VDC | PNP open collector
117041180 | PSAN-L1CPH-R1/8 | 8038.8 | Standard | 0~1,000kPa | RC1/8 | 12-24VDC | PNP open collector
117041190 | PSAN-LC01CV-R1/8 | 8038.8 | Compound | 0~100.0kPa | RC1/8 | 12-24VDC | NPN open collector
117041200 | PSAN-LC01CA-R1/8 | 8038.8 | Compound | 0~100.0kPa | RC1/8 | 12-24VDC | NPN open collector
117041210 | PSAN-LC01CH-R1/8 | 8038.8 | Compound | 0~100.0kPa | RC1/8 | 12-24VDC | NPN open collector
117041220 | PSAN-LC01CPV-R1/8 | 8038.8 | Compound | 0~100.0kPa | RC1/8 | 12-24VDC | PNP open collector
117041230 | PSAN-LC01CPA-R1/8 | 8038.8 | Compound | 0~100.0kPa | RC1/8 | 12-24VDC | PNP open collector
117041240 | PSAN-LC01CPH-R1/8 | 8038.8 | Compound | 0~100.0kPa | RC1/8 | 12-24VDC | PNP open collector
117041510 | PSAN-LV01CV-NPT1/8 | 8038.8 | Vacuum | 0~100.0kPa | NPT1/8 | 12-24VDC | NPN open collector
117041520 | PSAN-LV01CA-NPT1/8 | 8038.8 | Vacuum | 0~100.0kPa | NPT1/8 | 12-24VDC | NPN open collector
117041530 | PSAN-LV01CH-NPT1/8 | 8038.8 | Vacuum | 0~100.0kPa | NPT1/8 | 12-24VDC | NPN open collector
117041540 | PSAN-LV01CPV-NPT1/8 | 8038.8 | Vacuum | 0~100.0kPa | NPT1/8 | 12-24VDC | PNP open collector
117041550 | PSAN-LV01CPA-NPT1/8 | 8038.8 | Vacuum | 0~100.0kPa | NPT1/8 | 12-24VDC | PNP open collector
117041560 | PSAN-LV01CPH-NPT1/8 | 8038.8 | Vacuum | 0~100.0kPa | NPT1/8 | 12-24VDC | PNP open collector
117041570 | PSAN-L01CV-NPT1/8 | 8038.8 | Standard | 0~100.0kPa | NPT1/8 | 12-24VDC | NPN open collector
117041580 | PSAN-L01CA-NPT1/8 | 8038.8 | Standard | 0~100.0kPa | NPT1/8 | 12-24VDC | NPN open collector
117041590 | PSAN-L01CH-NPT1/8 | 8038.8 | Standard | 0~100.0kPa | NPT1/8 | 12-24VDC | NPN open collector
117041600 | PSAN-L01CPV-NPT1/8 | 8038.8 | Standard | 0~100.0kPa | NPT1/8 | 12-24VDC | PNP open collector
117041610 | PSAN-L01CPA-NPT1/8 | 8038.8 | Standard | 0~100.0kPa | NPT1/8 | 12-24VDC | PNP open collector
117041620 | PSAN-L01CPH-NPT1/8 | 8038.8 | Standard | 0~100.0kPa | NPT1/8 | 12-24VDC | PNP open collector
117041630 | PSAN-L1CV-NPT1/8 | 8038.8 | Standard | 0~1,000kPa | NPT1/8 | 12-24VDC | NPN open collector
117041640 | PSAN-L1CA-NPT1/8 | 8038.8 | Standard | 0~1,000kPa | NPT1/8 | 12-24VDC | NPN open collector
117041650 | PSAN-L1CH-NPT1/8 | 8038.8 | Standard | 0~1,000kPa | NPT1/8 | 12-24VDC | NPN open collector
117041660 | PSAN-L1CPV-NPT1/8 | 8038.8 | Standard | 0~1,000kPa | NPT1/8 | 12-24VDC | PNP open collector
117041670 | PSAN-L1CPA-NPT1/8 | 8038.8 | Standard | 0~1,000kPa | NPT1/8 | 12-24VDC | PNP open collector
117041680 | PSAN-L1CPH-NPT1/8 | 8038.8 | Standard | 0~1,000kPa | NPT1/8 | 12-24VDC | PNP open collector
117041690 | PSAN-LC01CV-NPT1/8 | 8038.8 | Compound | 0~100.0kPa | NPT1/8 | 12-24VDC | NPN open collector
117041700 | PSAN-LC01CA-NPT1/8 | 8038.8 | Compound | 0~100.0kPa | NPT1/8 | 12-24VDC | NPN open collector
117041710 | PSAN-LC01CH-NPT1/8 | 8038.8 | Compound | 0~100.0kPa | NPT1/8 | 12-24VDC | NPN open collector
117041720 | PSAN-LC01CPV-NPT1/8 | 8038.8 | Compound | 0~100.0kPa | NPT1/8 | 12-24VDC | PNP open collector
117041730 | PSAN-LC01CPA-NPT1/8 | 8038.8 | Compound | 0~100.0kPa | NPT1/8 | 12-24VDC | PNP open collector
117041740 | PSAN-LC01CPH-NPT1/8 | 8038.8 | Compound | 0~100.0kPa | NPT1/8 | 12-24VDC | PNP open collector
117042010 | PSAN-V01CV-NPT1/8 | 3330.36 | Vacuum | 0~100.0kPa | NPT1/8 | 12-24VDC | NPN open collector
117042020 | PSAN-V01CA-NPT1/8 | 3330.36 | Vacuum | 0~100.0kPa | NPT1/8 | 12-24VDC | NPN open collector
117042030 | PSAN-V01CH-NPT1/8 | 3330.36 | Vacuum | 0~100.0kPa | NPT1/8 | 12-24VDC | NPN open collector
117042040 | PSAN-V01CPV-NPT1/8 | 3330.36 | Vacuum | 0~100.0kPa | NPT1/8 | 12-24VDC | PNP open collector
117042050 | PSAN-V01CPA-NPT1/8 | 3330.36 | Vacuum | 0~100.0kPa | NPT1/8 | 12-24VDC | PNP open collector
117042060 | PSAN-V01CPH-NPT1/8 | 3330.36 | Vacuum | 0~100.0kPa | NPT1/8 | 12-24VDC | PNP open collector
117042070 | PSAN-01CV-NPT1/8 | 3330.36 | Standard | 0~100.0kPa | NPT1/8 | 12-24VDC | NPN open collector
117042080 | PSAN-01CA-NPT1/8 | 3330.36 | Standard | 0~100.0kPa | NPT1/8 | 12-24VDC | NPN open collector
117042090 | PSAN-01CH-NPT1/8 | 3330.36 | Standard | 0~100.0kPa | NPT1/8 | 12-24VDC | NPN open collector
117042100 | PSAN-01CPV-NPT1/8 | 3330.36 | Standard | 0~100.0kPa | NPT1/8 | 12-24VDC | PNP open collector
117042110 | PSAN-01CPA-NPT1/8 | 3330.36 | Standard | 0~100.0kPa | NPT1/8 | 12-24VDC | PNP open collector
117042120 | PSAN-01CPH-NPT1/8 | 3330.36 | Standard | 0~100.0kPa | NPT1/8 | 12-24VDC | PNP open collector
117042130 | PSAN-1CV-NPT1/8 | 3330.36 | Standard | 0~1,000kPa | NPT1/8 | 12-24VDC | NPN open collector
117042140 | PSAN-1CA-NPT1/8 | 3330.36 | Standard | 0~1,000kPa | NPT1/8 | 12-24VDC | NPN open collector
117042150 | PSAN-1CH-NPT1/8 | 3330.36 | Standard | 0~1,000kPa | NPT1/8 | 12-24VDC | NPN open collector
117042160 | PSAN-1CPV-NPT1/8 | 3330.36 | Standard | 0~1,000kPa | NPT1/8 | 12-24VDC | PNP open collector
117042170 | PSAN-1CPA-NPT1/8 | 3330.36 | Standard | 0~1,000kPa | NPT1/8 | 12-24VDC | PNP open collector
117042180 | PSAN-1CPH-NPT1/8 | 3330.36 | Standard | 0~1,000kPa | NPT1/8 | 12-24VDC | PNP open collector
117042190 | PSAN-C01CV-NPT1/8 | 3330.36 | Compound | 0~100.0kPa | NPT1/8 | 12-24VDC | NPN open collector
117042200 | PSAN-C01CA-NPT1/8 | 3330.36 | Compound | 0~100.0kPa | NPT1/8 | 12-24VDC | NPN open collector
117042210 | PSAN-C01CH-NPT1/8 | 3330.36 | Compound | 0~100.0kPa | NPT1/8 | 12-24VDC | NPN open collector
117042220 | PSAN-C01CPV-NPT1/8 | 3330.36 | Compound | 0~100.0kPa | NPT1/8 | 12-24VDC | PNP open collector
117042230 | PSAN-C01CPA-NPT1/8 | 3330.36 | Compound | 0~100.0kPa | NPT1/8 | 12-24VDC | PNP open collector
117042240 | PSAN-C01CPH-NPT1/8 | 3330.36 | Compound | 0~100.0kPa | NPT1/8 | 12-24VDC | PNP open collector

## 6.SSR
SSR
| ■ SRH1 |  |  |  |  | SRH1 SERIES
Артикул | Model | Retail price, RUR | Input Voltage | Load Voltage | Rated load Current | Zero-Cross/Ramdom Cross
757010010 | SRH1-1215 | 935.55 | 4-30VDC | 24-240VAC | 15 | Zero-Cross
- | SRH1-1220 | 1002.375 | 4-30VDC | 24-240VAC | 20 | Zero-Cross
- | SRH1-1230 | 1202.85 | 4-30VDC | 24-240VAC | 30 | Zero-Cross
757010040 | SRH1-1240 | 1336.5 | 4-30VDC | 24-240VAC | 40 | Zero-Cross
- | SRH1-1260 | 2071.575 | 4-30VDC | 24-240VAC | 60 | Zero-Cross
757010060 | SRH1-1420 | 1069.2 | 4-30VDC | 48-480VAC | 20 | Zero-Cross
- | SRH1-1420R | 1102.6125 | 4-30VDC | 48-480VAC | 20 | Ramdom Cross
- | SRH1-1430 | 1403.325 | 4-30VDC | 48-480VAC | 30 | Zero-Cross
- | SRH1-1430R | 1436.7375 | 4-30VDC | 48-480VAC | 30 | Ramdom Cross
- | SRH1-1460 | 2071.575 | 4-30VDC | 48-480VAC | 60 | Zero-Cross
- | SRH1-1460R | 2104.9875 | 4-30VDC | 48-480VAC | 60 | Ramdom Cross
- | SRH1-2215 | 935.55 | 24VDC | 24-240VAC | 15 | Zero-Cross
- | SRH1-2220 | 1002.375 | 24VDC | 24-240VAC | 20 | Zero-Cross
- | SRH1-2230 | 1202.85 | 24VDC | 24-240VAC | 30 | Zero-Cross
- | SRH1-2240 | 1336.5 | 24VDC | 24-240VAC | 40 | Zero-Cross
- | SRH1-2260 | 2071.575 | 24VDC | 24-240VAC | 60 | Zero-Cross
- | SRH1-2420 | 1069.2 | 24VDC | 48-480VAC | 20 | Zero-Cross
- | SRH1-2430 | 1403.325 | 24VDC | 48-480VAC | 30 | Zero-Cross
- | SRH1-2460 | 2071.575 | 24VDC | 48-480VAC | 60 | Zero-Cross
- | SRH1-4215 | 1035.7875 | 90-240VAC | 24-240VAC | 15 | Zero-Cross
757010200 | SRH1-4220 | 1102.6125 | 90-240VAC | 24-240VAC | 20 | Zero-Cross
- | SRH1-4230 | 1303.0875 | 90-240VAC | 24-240VAC | 30 | Zero-Cross
- | SRH1-4240 | 1403.325 | 90-240VAC | 24-240VAC | 40 | Zero-Cross
757010210 | SRH1-4260 | 2138.4 | 90-240VAC | 24-240VAC | 60 | Zero-Cross
| ■ Heatsink Separated Type SSR(Solid State Relay) |  |  |  |  | SR1 SERIES
Артикул | Model | Retail price, RUR | Control Phase | Input Voltage (Rated) | Load Voltage (Rated ) | Rated Load Current | Function
- | SR1-1215 | 608.1075 | Single Phase | 4-30VDC | 24-240VAC | 15A | Zero cross turn-on
- | SR1-1225 | 668.25 | Single Phase | 4-30VDC | 24-240VAC | 25A | Zero cross turn-on
- | SR1-1240 | 908.82 | Single Phase | 4-30VDC | 24-240VAC | 40A | Zero cross turn-on
- | SR1-1250 | 1276.3575 | Single Phase | 4-30VDC | 24-240VAC | 50A | Zero cross turn-on
- | SR1-1275 | 1516.9275 | Single Phase | 4-30VDC | 24-240VAC | 75A | Zero cross turn-on
- | SR1-1415 | 1015.74 | Single Phase | 4-30VDC | 48-240VAC | 15A | Zero cross turn-on
- | SR1-1425 | 1182.8025 | Single Phase | 4-30VDC | 48-240VAC | 25A | Zero cross turn-on
- | SR1-1440 | 1276.3575 | Single Phase | 4-30VDC | 48-240VAC | 40A | Zero cross turn-on
- | SR1-1450 | 1824.3225 | Single Phase | 4-30VDC | 48-480VAC | 50A | Zero cross turn-on
- | SR1-1475 | 2432.43 | Single Phase | 4-30VDC | 48-480VAC | 75A | Zero cross turn-on
- | SR1-1415R | 1015.74 | Single Phase | 4-30VDC | 48-480VAC | 15A | Random turn-on
- | SR1-1425R | 1182.8025 | Single Phase | 4-30VDC | 48-480VAC | 25A | Random turn-on
- | SR1-1440R | 1276.3575 | Single Phase | 4-30VDC | 48-480VAC | 40A | Random turn-on
- | SR1-1450R | 1824.3225 | Single Phase | 4-30VDC | 48-480VAC | 50A | Random turn-on
- | SR1-1475R | 2432.43 | Single Phase | 4-30VDC | 48-480VAC | 75A | Random turn-on
- | SR1-4215 | 608.1075 | Single Phase | 90-240VAC | 24-240VAC | 15A | Zero cross turn-on
- | SR1-4225 | 668.25 | Single Phase | 90-240VAC | 24-240VAC | 25A | Zero cross turn-on
- | SR1-4240 | 908.82 | Single Phase | 90-240VAC | 24-240VAC | 40A | Zero cross turn-on
- | SR1-4250 | 1276.3575 | Single Phase | 90-240VAC | 24-240VAC | 50A | Zero cross turn-on
- | SR1-4275 | 1516.9275 | Single Phase | 90-240VAC | 24-240VAC | 75A | Zero cross turn-on
- | SR1-4415 | 1015.74 | Single Phase | 90-240VAC | 48-480VAC | 15A | Zero cross turn-on
- | SR1-4425 | 1182.8025 | Single Phase | 90-240VAC | 48-480VAC | 25A | Zero cross turn-on
- | SR1-4440 | 1276.3575 | Single Phase | 90-240VAC | 48-480VAC | 40A | Zero cross turn-on
- | SR1-4450 | 1824.3225 | Single Phase | 90-240VAC | 48-480VAC | 50A | Zero cross turn-on
- | SR1-4475 | 2432.43 | Single Phase | 90-240VAC | 48-480VAC | 75A | Zero cross turn-on
| ■ Slim Heatsink Separated Type SSR(Solid State Relay) | [5 empty] | SRC1 SERIES
Артикул | Model | Retail price, RUR | Control Phase | Input Voltage (Rated) | Load Voltage (Rated ) | Rated Load Current | Function
- | SRC1-1215 | 908.82 | Single Phase | 4-30VDC | 24-240VAC | 15A | Zero cross turn-on
- | SRC1-1220 | 968.9625 | Single Phase | 4-30VDC | 24-240VAC | 20A | Zero cross turn-on
- | SRC1-1230 | 1182.8025 | Single Phase | 4-30VDC | 24-240VAC | 30A | Zero cross turn-on
- | SRC1-1420 | 1062.5175 | Single Phase | 4-30VDC | 48-480VAC | 20A | Zero cross turn-on
- | SRC1-1420R | 1095.93 | Single Phase | 4-30VDC | 48-480VAC | 20A | Random turn-on
- | SRC1-4215 | 1002.375 | Single Phase | 90-240VAC | 24-240VAC | 15A | Zero cross turn-on
- | SRC1-4220 | 1062.5175 | Single Phase | 90-240VAC | 24-240VAC | 20A | Zero cross turn-on
- | SRC1-4230 | 1276.3575 | Single Phase | 90-240VAC | 24-240VAC | 30A | Zero cross turn-on
- | SRC1-4420 | 1156.0725 | Single Phase | 90-240VAC | 48-480VAC | 20A | Zero cross turn-on
| ■ Analog Input Type SSR(Solid State Relay) | [5 empty] | SRPH1 SERIES
Артикул | Model | Retail price, RUR | Control Phase | Load Voltage (Rated ) |  | Rated Load Current | Remark
- | SRPH1-A220 | 2432.43 | Single Phase | 100-240VAC |  | 20A
- | SRPH1-A230 | 2733.1425 | Single Phase | 100-240VAC |  | 30A
- | SRPH1-A260 | 3341.25 | Single Phase | 100-240VAC |  | 60A
- | SRPH1-A420 | 3040.5375 | Single Phase | 100-240VAC |  | 20A
- | SRPH1-A430 | 3341.25 | Single Phase | 100-240VAC |  | 30A
- | SRPH1-A460 | 3949.3575 | Single Phase | 100-240VAC |  | 60A
| ■Socket Heatsink Separated Type SSR(Solid State Relay) | [5 empty] | SRS1 SERIES
Артикул | Model | Retail price, RUR | Control Phase | Input Voltage (Rated) | Load Voltage (Rated ) | Rated Load Current | Function
- | SRS1-B1202-2 | 908.82 | Single Phase | 4-30VDC | 90-240VAC | 2A | Zero cross turn-on
- | SRS1-B1203-1 | 728.3925 | Single Phase | 4-30VDC | 90-240VAC | 3A | Zero cross turn-on
- | SRS1-B1202R-2 | 908.82 | Single Phase | 4-30VDC | 90-240VAC | 2A | Random turn-on
- | SRS1-B1203R-1 | 728.3925 | Single Phase | 4-30VDC | 90-240VAC | 3A | Random turn-on

## 7.Controller
CONTROLLER
Артикул | Model | Retail price, RUR | Digit | Size | Power supply | Input
106040011 | D1SA-RN | 801.9 | 7 Segment | W20 X H33 X L56.5mm | 12-24VDC | BCD Code(Parallel, Serial)
106040021 | D1SA-GN | 801.9 | 7 Segment | W20 X H33 X L56.5mm | 12-24VDC | BCD Code(Parallel, Serial)
106040031 | D1AA-RN | 868.725 | 7 Segment | W20 X H33 X L56.5mm | 12-24VDC | BCD Code(Parallel, Serial)
106040041 | D1AA-GN | 868.725 | 7 Segment | W20 X H33 X L56.5mm | 12-24VDC | BCD Code(Parallel, Serial)
106050020 | D1SC-N | 2071.575 | 7 Segment | W72 X H96 X L25.7mm | 12-24VDC | BCD Code(Parallel, Serial)
106050021 | D1SC-N | 0 | 7 Segment | KIADC12-24V(1M) | 12-24VDC | BCD Code(Parallel, Serial)
106050022 | D1SC-N | 0 | 7 Segment | KIADC12-24V(2M) | 12-24VDC | BCD Code(Parallel, Serial)
106070010 | D5Y-M | 1784.2275 | 7 Segment | W72 X H36mm | 12-24VDC | BCD Code(Static, Dynamic, Serial)
106080010 | D5W-M | 1891.1475 | 7 Segment | W96 X H48mm | 12-24VDC | BCD Code(Static, Dynamic, Serial)
106080020 | D5W-MX | 2171.8125 | 7 Segment | W96 X H48mm | 110/220VAC | BCD Code(Static, Dynamic, Serial)
106090060 | DS16-GE | 581.3775 |  |  | 12-24VDC
106090040 | DS16-GS | 1102.6125 |  |  | 12-24VDC
106090050 | DS16-GT | 1737.45 |  |  | 12-24VDC
106090090 | DS16-RD | 0 |  |  | 12-24VDC
106090030 | DS16-RE | 581.3775 |  |  | 12-24VDC
106090010 | DS16-RS | 1102.6125 |  |  | 12-24VDC
106090020 | DS16-RT | 1737.45 |  |  | 12-24VDC
106090180 | DS22-GE | 601.425 |  |  | 12-24VDC
106090160 | DS22-GP | 1189.485 |  |  | 12-24VDC
106090150 | DS22-GS | 1189.485 |  |  | 12-24VDC
106090170 | DS22-GT | 1804.275 |  |  | 12-24VDC
106090200 | DS22-RD | 0 |  |  | 12-24VDC
106090140 | DS22-RE | 601.425 |  |  | 12-24VDC
106090120 | DS22-RP | 1189.485 |  |  | 12-24VDC
106090190 | DS22-RR | 1269.675 |  |  | 12-24VDC
106090110 | DS22-RS | 1189.485 |  |  | 12-24VDC
106090130 | DS22-RT | 1804.275 |  |  | 12-24VDC
106090380 | DS40-GE | 908.82 |  |  | 12-24VDC
106090360 | DS40-GP | 1536.975 |  |  | 12-24VDC
106090350 | DS40-GS | 1536.975 |  |  | 12-24VDC
106090370 | DS40-GT | 2071.575 |  |  | 12-24VDC
106090810 | DS40-RD | 0 |  |  | 12-24VDC
106090820 | DS40-RDT | 0 |  |  | 12-24VDC
106090340 | DS40-RE | 908.82 |  |  | 12-24VDC
106090320 | DS40-RP | 1536.975 |  |  | 12-24VDC
106090830 | DS40-RR | 1603.8 |  |  | 12-24VDC
106090840 | DS40-RRT | 2272.05 |  |  | 12-24VDC
106090310 | DS40-RS | 1536.975 |  |  | 12-24VDC
106090330 | DS40-RT | 2071.575 |  |  | 12-24VDC
106090580 | DS60-GE | 1136.025 |  |  | 12-24VDC
106090560 | DS60-GP | 1704.0375 |  |  | 12-24VDC
106090550 | DS60-GS | 1704.0375 |  |  | 12-24VDC
106090570 | DS60-GT | 2305.4625 |  |  | 12-24VDC
106090910 | DS60-RD | 0 |  |  | 12-24VDC
106090920 | DS60-RDT | 0 |  |  | 12-24VDC
106090540 | DS60-RE | 1136.025 |  |  | 12-24VDC
106090520 | DS60-RP | 1704.0375 |  |  | 12-24VDC
106090930 | DS60-RR | 1804.275 |  |  | 12-24VDC
106090940 | DS60-RRT | 2472.525 |  |  | 12-24VDC
106090510 | DS60-RS | 1704.0375 |  |  | 12-24VDC
106090530 | DS60-RT | 2305.4625 |  |  | 12-24VDC
106090280 | DA22-GE | 668.25 |  |  | 12-24VDC
106090260 | DA22-GP | 1242.945 |  |  | 12-24VDC
106090250 | DA22-GS | 1242.945 |  |  | 12-24VDC
106090270 | DA22-GT | 1871.1 |  |  | 12-24VDC
106090240 | DA22-RE | 668.25 |  |  | 12-24VDC
106090220 | DA22-RP | 1242.945 |  |  | 12-24VDC
106090210 | DA22-RS | 1242.945 |  |  | 12-24VDC
106090230 | DA22-RT | 1871.1 |  |  | 12-24VDC
106090480 | DA40-GE | 968.9625 |  |  | 12-24VDC
106090460 | DA40-GP | 1577.07 |  |  | 12-24VDC
106090450 | DA40-GS | 1577.07 |  |  | 12-24VDC
106090470 | DA40-GT | 2138.4 |  |  | 12-24VDC
106090440 | DA40-RE | 968.9625 |  |  | 12-24VDC
106090420 | DA40-RP | 1577.07 |  |  | 12-24VDC
106090410 | DA40-RS | 1577.07 |  |  | 12-24VDC
106090430 | DA40-RT | 2138.4 |  |  | 12-24VDC
106090680 | DA60-GE | 1202.85 |  |  | 12-24VDC
106090660 | DA60-GP | 1764.18 |  |  | 12-24VDC
106090650 | DA60-GS | 1764.18 |  |  | 12-24VDC
106090670 | DA60-GT | 2372.2875 |  |  | 12-24VDC
106090640 | DA60-RE | 1202.85 |  |  | 12-24VDC
106090620 | DA60-RP | 1764.18 |  |  | 12-24VDC
106090610 | DA60-RS | 1764.18 |  |  | 12-24VDC
106090630 | DA60-RT | 2372.2875 |  |  | 12-24VDC
Артикул | Model | Retail price, RUR | Sensor Power | Size | Power supply | Input
107010010 | PA-12 | 668.25 | 12VDC, 50mADC | W50 X H70 X L80mm | 110/220VAC | Selectable NPN/PNP
107010020 | PA-12-PG | 4009.5 |  |  | 110/220VAC
107010021 | PA-12-PGP | 4009.5 |  |  | pnp
107030020 | PA10-V | 1770.8625 | 12VDC 200mADC | W38 X H82 X L76mm | 100-240VAC | NPN
107030021 | PA10-VP | 1770.8625 | 12VDC 200mADC | W38 X H82 X L76mm | 100-240VAC | PNP
107030030 | PA10-W | 1770.8625 | 12VDC 200mADC | W38 X H82 X L76mm | 100-240VAC | NPN
107030031 | PA10-WP | 1770.8625 | 12VDC 200mADC | W38 X H82 X L76mm | 100-240VAC | PNP
107030040 | PA10-U | 1904.5125 | 12VDC 200mADC | W38 X H82 X L76mm | 100-240VAC | NPN
107030050 | PA10-C2 | 0 | 220VAC
Артикул | Model | Retail price, RUR | Size | Power supply | Input | Voltage Output | Ampare Output | Capacity | Short Protection
107070010 | SPA-030-24 | 1937.925 | W97 X H40 X L120mm | 100-240VAC | 100-240VAC | 24V | 1.5A | 30W | Max. 5ms
107070020 | SPA-050-24 | 2338.875 | W97 X H40 X L120mm | 100-240VAC | 100-240VAC | 24V | 2.1A | 50W | Max. 5ms
107070030 | SPA-030-12 | 1937.925 | W97 X H40 X L120mm | 100-240VAC | 100-240VAC | 12V | 2.5A | 30W | Max. 5ms
107070040 | SPA-050-12 | 2338.875 | W97 X H40 X L120mm | 100-240VAC | 100-240VAC | 12V | 4.2A | 50W | Max. 5ms
107070050 | SPA-030-05 | 1937.925 | W97 X H40 X L120mm | 100-240VAC | 100-240VAC | 5V | 6A | 30W | Max. 5ms
107070060 | SPA-050-05 | 2338.875 | W97 X H40 X L120mm | 100-240VAC | 100-240VAC | 5V | 10A | 50W | Max. 5ms
107070210 | SPA-075-24 | 3408.075 | W97 X H40 X L160mm | 100-240VAC | 100-120VAC/ 200-240VAC | 24V | 3.2A | 75W | Max. 10ms
107070220 | SPA-100-24 | 3675.375 | W97 X H40 X L160mm | 100-240VAC | 100-120VAC/ 200-240VAC | 24V | 4.2A | 100W | Max. 5ms
107070230 | SPA-075-12 | 3408.075 | W97 X H40 X L160mm | 100-240VAC | 100-120VAC/ 200-240VAC | 12V | 6.3A | 75W | Max. 5ms
107070240 | SPA-100-12 | 3675.375 | W97 X H40 X L160mm | 100-240VAC | 100-120VAC/ 200-240VAC | 12V | 8.5A | 100W | Max. 10ms
107070250 | SPA-075-05 | 3408.075 | W97 X H40 X L160mm | 100-240VAC | 100-120VAC/ 200-240VAC | 5V | 15A | 75W | Max. 10ms
107070260 | SPA-100-05 | 3675.375 | W97 X H40 X L160mm | 100-240VAC | 100-120VAC/ 200-240VAC | 5V | 20A | 100W | Max. 10ms
107100010 | SP-0305 | 935.55 | W37.5 X H85 X H65mm | 100-240VAC | 100-240VAC | 5V | 0.6A | 3W | None
107100020 | SP-0312 | 935.55 | W37.5 X H85 X H65mm | 100-240VAC | 100-240VAC | 12V | 0.25A | 3W | None
107100030 | SP-0324 | 935.55 | W37.5 X H85 X H65mm | 100-240VAC | 100-240VAC | 24V | 0.13A | 3W | None
107120310 | SPB-015-05 | 0 | [5 empty] | 5V/15W
107120320 | SPB-015-12 | 0 | [5 empty] | 12V/15W
107120330 | SPB-015-24 | 0 | [5 empty] | 24V/15W
107120010 | SPB-030-05 | 0 | [5 empty] | 5V/30W
107120020 | SPB-030-12 | 0 | [5 empty] | 12V/30W
107120030 | SPB-030-24 | 0 | [5 empty] | 24V/30W
107120110 | SPB-060-12 | 1737.45 | [5 empty] | 12V/60W
107120120 | SPB-060-24 | 1737.45 | [5 empty] | 24V/60W
107120210 | SPB-120-24 | 2806.65 | [5 empty] | 24V/120W
107120410 | SPB-240-12 | 4744.575 | [5 empty] | 12V/240W
107120420 | SPB-240-24 | 4744.575 | [5 empty] | 24V/240W
107120430 | SPB-240-48 | 4744.575 | [5 empty] | 48V/240W
107120510 | SPB-480-24 | 0 | [5 empty] | 24V/480W
107120520 | SPB-480-48 | 0 | [5 empty] | 48V/480W

## 8.Photo
PHOTO SENSOR
Артикул | Model | Retail price, RUR | Sensing Distance | Sensing Type | Power supply | Output | Operation Mode
110010010 | BS5-EKD | 235.125 | 5mm |  | DC12-24V
110010011 | BS5-ELD | 235.125 | 5mm |  | DC12-24V
110010014 | BS5-EKD | 0 | 5mm |  | 12-24VDC(FAMECS)
110010015 | BS5-ELD | 0 | 5mm |  | 12-24VDC(FAMECS)
110011010 | BS5-K2M | 266.0625 |  |  | 5-24VDC(NEW)
110011020 | BS5-T2M | 266.0625 |  |  | 5-24VDC(NEW)
110011021 | BS5-T2M | 0 |  |  | 5-24VDC(JV-ёЮµр)
110011030 | BS5-L2M | 266.0625 |  |  | 5-24VDC(NEW)
110011040 | BS5-Y2M | 266.0625 |  |  | 5-24VDC(NEW)
110011050 | BS5-V2M | 266.0625 |  |  | 5-24VDC(NEW)
110011110 | BS5-K2M-P | 266.0625 |  |  | 5-24VDC(NEW)
110011120 | BS5-T2M-P | 266.0625 |  |  | 5-24VDC(NEW)
110011130 | BS5-L2M-P | 266.0625 |  |  | 5-24VDC(NEW)
110011140 | BS5-Y2M-P | 266.0625 |  |  | 5-24VDC(NEW)
110011150 | BS5-V2M-P | 266.0625 |  |  | 5-24VDC(NEW)
110011210 | BS5-K1M | 0 |  |  | 5-24VDC
110011220 | BS5-T1M | 0 |  |  | 5-24VDC
110011230 | BS5-V1M | 0 |  |  | 5-24VDC
110011240 | BS5-L1M | 0 |  |  | 5-24VDC
110011250 | BS5-Y1M | 0 |  |  | 5-24VDC
110011260 | BS5-K1M-P | 0 |  |  | 5-24VDC
110011270 | BS5-T1M-P | 0 |  |  | 5-24VDC
110011280 | BS5-V1M-P | 0 |  |  | 5-24VDC
110011290 | BS5-L1M-P | 0 |  |  | 5-24VDC
110011300 | BS5-Y1M-P | 0 |  |  | 5-24VDC
110020010 | BPS3M-TDT | 1732.5 | 3m | Transmitted beam | 12-24VDC | NPN open collector | Dark ON
110020011 | BPS3M-TDT | 0 | 3m |  | DC12-24V(5M)
110020040 | BPS3M-TDT-P | 1732.5 | 3m |  | DC12-24V
110020070 | BPS3M-TDTL | 1732.5 | 3m |  | OPTION(L/ON)
110020100 | BPS3M-TDTL-P | 1732.5 | 3m |  | 12-24VDC
110030010 | BYD3M-TDT | 1608.75 | 3m | Transmitted beam | DC12-24V | NPN open collector | Dark ON (Light ON : Option)
110030011 | BYD3M-TDT | 1608.75 | 3m |  | OPTION(L/ON)
110030015 | BYD3M-TDT | 0 | 3m |  | DC12-24V(3M)
110030050 | BYD100-DDT | 1113.75 | 100mm | Diffuse reflective | DC12-24V | NPN open collector | Light ON
110030051 | BYD100-DDT | 1175.625 | 100mm |  | DC12-24V(3M)
110030052 | BYD50-DDT | 0 |  |  | DC12-24V(5M)
110030054 | BYD100-DDT | 0 | 100mm |  | DC12-24V(10M)
110030060 | BYD3M-TDT-P | 1608.75 | 3m | Transmitted beam | DC12-24V | PNP open collector | Dark ON (Light ON : Option)
110030062 | BYD3M-TDT-P | 0 | 3m |  | DC12-24V(5M)
110032010 | BYD30-DDT-T | 1051.875 | 10~30mm | Diffuse reflective (Background Suppression) | 12-24VDC | NPN open collector | Light ON
110032011 | BYD30-DDT | 1051.875 | 10~30mm | Diffuse reflective (Background Suppression) | 12-24VDC | NPN open collector | Light ON
110032012 | BYD30-DDT-U | 1051.875 | 10~30mm | Diffuse reflective (Background Suppression) | 12-24VDC | NPN open collector | Light ON
110032013 | BYD30-DDT-S | 1051.875 | 10~30mm |  | LED UP
110032020 | BYD50-DDT-T | 1051.875 | 10~50mm | Diffuse reflective (Background Suppression) | 12-24VDC | NPN open collector | Light ON
110032021 | BYD50-DDT | 1051.875 | 10~50mm |  | DC12-24V
110032022 | BYD50-DDT-U | 1051.875 | 10~50mm | Diffuse reflective (Background Suppression) | 12-24VDC | NPN open collector | Light ON
110032023 | BYD50-DDT-S | 1051.875 | 10~50mm | Diffuse reflective (Background Suppression) | LED UP | NPN open collector | Light ON
110040010 | BY500-TDT1,2 | 1051.875 | 500mm | Transmitted beam | 12-24VDC | NPN open collector | Dark ON
110040020 | BYS500-TDT1,2 | 1051.875 | 500mm | Transmitted beam | DC12-24V | NPN open collector | Dark ON
110040023 | BYS500-TDT1,2 | 0 | 500mm | Transmitted beam | DC12-24V(5M) | NPN open collector | Dark ON
110050030 | BA2M-DDT | 1608.75 | 2m |  | 12-24VDC(NEW)
110050040 | BA2M-DDTD | 1608.75 | 2m |  | 12-24VDC(NEW)
110050050 | BA2M-DDT-P | 1608.75 | 2m |  | 12-24VDC(NEW)
110050060 | BA2M-DDTD-P | 1608.75 | 2m |  | 12-24VDC(NEW)
110050070 | BA2M-DDT | 0 |  |  | 12-24VDC 45MM CABLE(NEW)
110060010 | BM3M-TDT1,2 | 1237.5 | 3m | Transmitted beam | 12-24VDC | NPN open collector | Dark ON
110060011 | BM3M-TDT1,2 | 0 | 3m | Transmitted beam | DC12-24V(3M) | NPN open collector | Dark ON
110060040 | BM1M-MDT | 1237.5 | 1m | Retro reflective | 12-24VDC | NPN open collector | Dark ON
110060041 | BM1.5M-MDT | 0 |  |  | OPTION
110060042 | BM1M-MDT | 0 | 1m |  | DC12-24V(3M)
110060043 | BM1M-MDT | 0 | 1m |  | DC12-24V(4M)
110060044 | BM1M-MDT | 0 | 1m |  | DC12-24V(5M)
110060045 | BM1M-MDT | 0 | 1m |  | DC12-24V(6M)
110060046 | BM1M-MDT | 0 | 1m |  | DC12-24V(8M)
110060047 | BM1M-MDT-DS | 1237.5 | 1m |  | 12-24VDC
110060050 | BM200-DDT | 1237.5 | 200mm | Diffuse reflective | 12-24VDC | NPN open collector | Light ON
110060051 | BM200-DDT(DARK ON) | 1237.5 | 200mm | Diffuse reflective | 12-24VDC | NPN open collector | Dark ON
110060052 | BM200-DDT | 1237.5 | 200mm | Diffuse reflective | DC12-24V (8M) | NPN open collector | Light ON
110070011 | BMS5M-TDT | 1485 | 5m | Transmitted beam | 12-24VDC | NPN open collector | Light ON/Dark ON
110070043 | BMS2M-MDT | 1237.5 | 0.1~2m | Retro reflective | 12-24VDC | NPN open collector | Light ON/Dark ON
110070044 | BMS2M-MDT | 0 | 0.1~2m |  | 12-24VDC(5M)
110070051 | BMS300-DDT | 1237.5 | 300mm | Diffuse reflective | 12-24VDC | NPN open collector | Light ON/Dark ON
110070071 | BMS5M-TDT-P | 1485 | 5m | Transmitted beam | 12-24VDC | PNP open collector | Light ON/Dark ON
110070101 | BMS2M-MDT-P | 1237.5 | 0.1~2m | Retro reflective | 12-24VDC | PNP open collector | Light ON/Dark ON
110070111 | BMS300-DDT-P | 1237.5 | 300mm | Diffuse reflective | 12-24VDC | PNP open collector | Light ON/Dark ON
110091010 | BX700-DDT | 1546.875 | 700mm | Diffuse reflective | 12-24VDC | NPN open collector /PNP open collector | Light ON/Dark ON
110091020 | BX700-DDT-T | 1856.25 | 700mm | Diffuse reflective | 12-24VDC | NPN open collector /PNP open collector | Light ON/Dark ON
110091030 | BX3M-PDT | 2041.875 | 0.1~3m | Retro reflective (Polarizing filter) | 12-24VDC | NPN open collector /PNP open collector | Light ON/Dark ON
110091040 | BX3M-PDT-T | 2289.375 | 0.1~3m | Retro reflective (Polarizing filter) | 12-24VDC | NPN open collector /PNP open collector | Light ON/Dark ON
110091050 | BX5M-MDT | 1546.875 | 0.1~5m | Retro reflective | 12-24VDC | NPN open collector /PNP open collector | Light ON/Dark ON
110091060 | BX5M-MDT-T | 1546.875 | 0.1~5m | Retro reflective | 12-24VDC | NPN open collector /PNP open collector | Light ON/Dark ON
110091070 | BX15M-TDT | 1670.625 | 15m | Transmitted beam | 12-24VDC | NPN open collector /PNP open collector | Light ON/Dark ON
110091080 | BX15M-TDT-T | 1980 | 15m | Transmitted beam | 12-24VDC | NPN open collector /PNP open collector | Light ON/Dark ON
110091090 | BX700-DFR | 1856.25 | 700mm | Diffuse reflective | 24-240VAC/ 24-240VDC | Relay 250VAC 3A(1c) | Light ON/Dark ON
110091100 | BX700-DFR-T | 1980 | 700mm | Diffuse reflective | 24-240VAC/ 24-240VDC | Relay 250VAC 3A(1c) | Light ON/Dark ON
110091110 | BX3M-PFR | 2536.875 | 0.1~3m | Retro reflective (Polarizing filter) | 24-240VAC/ 24-240VDC | Relay 250VAC 3A(1c) | Light ON/Dark ON
110091120 | BX3M-PFR-T | 2784.375 | 0.1~3m | Retro reflective (Polarizing filter) | 24-240VAC/ 24-240VDC | Relay 250VAC 3A(1c) | Light ON/Dark ON
110091130 | BX5M-MFR | 1856.25 | 0.1~5m | Retro reflective | 24-240VAC/ 24-240VDC | Relay 250VAC 3A(1c) | Light ON/Dark ON
110091140 | BX5M-MFR-T | 1980 | 0.1~5m | Retro reflective | 24-240VAC/ 24-240VDC | Relay 250VAC 3A(1c) | Light ON/Dark ON
110091150 | BX15M-TFR | 2041.875 | 15m | Transmitted beam | 24-240VAC/ 24-240VDC | Relay 250VAC 3A(1c) | Light ON/Dark ON
110091160 | BX15M-TFR-T | 2227.5 | 15m | Transmitted beam | 24-240VAC/ 24-240VDC | Relay 250VAC 3A(1c) | Light ON/Dark ON
110100100 | BR20M-TDTD | 1806.75 | 20m | Transmitted beam | 12-24VDC | NPN open collector | Dark ON
110100110 | BR20M-TDTL | 1806.75 | 20m | Transmitted beam | 12-24VDC | NPN open collector | Light ON
110100120 | BR20M-TDTD-P | 1806.75 | 20m | Transmitted beam | 12-24VDC | PNP open collector | Dark ON
110100121 | BR20M-TDTD-P | 1992.375 |  |  | 12-24VDC(5M)
110100130 | BR20M-TDTL-P | 1806.75 | 20m | Transmitted beam | 12-24VDC | PNP open collector | Light ON
110100140 | BR400-DDT | 1546.875 | 400mm | Diffuse reflective | 12-24VDC | NPN open collector | Light ON/Dark ON
110100141 | BR400-DDT | 1732.5 |  |  | 12-24VDC(5M)
110100150 | BR400-DDT-P | 1546.875 | 400mm | Diffuse reflective | 12-24VDC | PNP open collector | Light ON/Dark ON
110100160 | BRP400-DDT | 1546.875 | 400mm | Diffuse reflective | 12-24VDC | NPN open collector | Light ON/Dark ON
110100170 | BRP400-DDT-P | 1546.875 | 400mm | Diffuse reflective | 12-24VDC | PNP open collector | Light ON/Dark ON
110100180 | BR100-DDT | 1546.875 | 100mm | Diffuse reflective | 12-24VDC | NPN open collector | Light ON/Dark ON
110100181 | BR100-DDT | 0 | 100mm |  | 12-24VDC(5M)
110100190 | BR100-DDT-P | 1546.875 | 100mm | Diffuse reflective | 12-24VDC | PNP open collector | Light ON/Dark ON
110100200 | BRP100-DDT | 1546.875 | 100mm | Diffuse reflective | 12-24VDC | NPN open collector | Light ON/Dark ON
110100201 | BRP100-DDT | 0 | 100mm |  | 12-24VDC(5M)
110100210 | BRP100-DDT-P | 1546.875 | 100mm | Diffuse reflective | 12-24VDC | PNP open collector | Light ON/Dark ON
110100220 | BR200-DDTN | 1546.875 | 200mm | Diffuse reflective | 12-24VDC | NPN open collector | Light ON/Dark ON
110100230 | BR200-DDTN-P | 1546.875 | 200mm | Diffuse reflective | 12-24VDC | PNP open collector | Light ON/Dark ON
110100240 | BRP200-DDTN | 1546.875 | 200mm | Diffuse reflective | 12-24VDC | NPN open collector | Light ON/Dark ON
110100250 | BRP200-DDTN-P | 1546.875 | 200mm | Diffuse reflective | 12-24VDC | PNP open collector | Light ON/Dark ON
110100260 | BR4M-TDTD | 1967.625 | 4m | Transmitted beam | 12-24VDC | NPN open collector | Dark ON
110100270 | BR4M-TDTL | 1967.625 | 4m | Transmitted beam | 12-24VDC | NPN open collector | Light ON
110100280 | BR4M-TDTD-P | 1967.625 | 4m | Transmitted beam | 12-24VDC | PNP open collector | Dark ON
110100290 | BR4M-TDTL-P | 1967.625 | 4m | Transmitted beam | 12-24VDC | PNP open collector | Light ON
110100300 | BR3M-MDT | 1546.875 | 3m | Retro reflective | 12-24VDC | NPN open collector | Light ON/Dark ON
110100310 | BR3M-MDT-P | 1546.875 | 3m | Retro reflective | 12-24VDC | PNP open collector | Light ON/Dark ON
110100320 | BRP3M-MDT | 1546.875 | 3m | Retro reflective | 12-24VDC | NPN open collector | Light ON/Dark ON
110100330 | BRP3M-MDT-P | 1546.875 | 3m | Retro reflective | 12-24VDC | PNP open collector | Light ON/Dark ON
110100510 | BR100-DDT-C | 1546.875 |  |  | 12-24VDC
110100520 | BRP100-DDT-C | 1546.875 |  |  | 12-24VDC
110100530 | BR100-DDT-C-P | 1546.875 |  |  | 12-24VDC
110100540 | BRP100-DDT-C-P | 1546.875 |  |  | 12-24VDC
110100550 | BR200-DDTN-C | 1546.875 |  |  | 12-24VDC
110100560 | BRP200-DDTN-C | 1546.875 |  |  | 12-24VDC
110100570 | BR200-DDTN-C-P | 1546.875 |  |  | 12-24VDC
110100580 | BRP200-DDTN-C-P | 1546.875 |  |  | 12-24VDC
110100590 | BR400-DDT-C | 1546.875 |  |  | 12-24VDC
110100600 | BRP400-DDT-C | 1546.875 |  |  | 12-24VDC
110100610 | BR400-DDT-C-P | 1546.875 |  |  | 12-24VDC
110100620 | BRP400-DDT-C-P | 1546.875 |  |  | 12-24VDC
110100630 | BR3M-MDT-C | 1546.875 |  |  | 12-24VDC
110100640 | BRP3M-MDT-C | 1546.875 |  |  | 12-24VDC
110100650 | BR3M-MDT-C-P | 1546.875 |  |  | 12-24VDC
110100660 | BRP3M-MDT-C-P | 1546.875 |  |  | 12-24VDC
110100670 | BR4M-TDTD-C | 0 |  |  | 12-24VDC
110100680 | BR4M-TDTD-C-P | 0 |  |  | 12-24VDC
110100690 | BR4M-TDTL-C | 0 |  |  | 12-24VDC
110100700 | BR4M-TDTL-C-P | 0 |  |  | 12-24VDC
110100710 | BR20M-TDTD-C | 0 |  |  | 12-24VDC
110100720 | BR20M-TDTD-C-P | 0 |  |  | 12-24VDC
110100730 | BR20M-TDTL-C | 0 |  |  | 12-24VDC
110100740 | BR20M-TDTL-C-P | 0 |  |  | 12-24VDC
110140010 | BEN10M-TDT | 1571.625 | 10m | Transmitted beam | 12-24VDC | NPN open collector/ PNP open collector | Light ON/Dark ON
110140020 | BEN5M-MDT | 1330.3125 | 0.1~5m | Retro reflective | 12-24VDC | NPN open collector/ PNP open collector | Light ON/Dark ON
110140030 | BEN3M-PDT | 1429.3125 | 0.1~3m | Retro reflective (Polarizing filter) | 12-24VDC | NPN open collector/ PNP open collector | Light ON/Dark ON
110140031 | BEN3M-PDT-O | 0 |  |  | 12-24VDC
110140032 | BEN3M-PDT | 1633.5 | 0.1~3m |  | DC12-24V(5M)
110140040 | BEN300-DDT | 1330.3125 | 300mm | Diffuse reflective | 12-24VDC | NPN open collector/ PNP open collector | Light ON/Dark ON
110140041 | BEN300-DDT-O | 0 |  |  | 12-24VDC
110140042 | BEN300-DDT-O(LO) | 0 |  |  | 12-24VDC
110140050 | BEN10M-TFR | 1905.75 | 10m | Transmitted beam | 24-240VAC/ 24-240VDC | Relay 250VAC 3A(1c) | Light ON/Dark ON
110140051 | BEN10M-TFR | 0 | 10m |  |  |  | OPTION-LG(L/ON)
110140054 | BEN10M-TFR-J | 0 |  |  | DC24-240V/AC24-240V
110140055 | BEN10M-TFR | 2215.125 | 10m |  | DC24-240V/AC24-240V (7m)
110140056 | BEN10M-TFR | 2091.375 | 10m |  | DC24-240V/AC24-240V (5m)
110140060 | BEN5M-MFR | 1497.375 | 0.1~5m | Retro reflective | DC24-240V/AC24-240V | Relay 250VAC 3A(1c) | Light ON/Dark ON
110140061 | BEN5M-MFR | 1683 | 0.1~5m |  | DC24-240V/AC24-240V(5M)
110140070 | BEN3M-PFR | 1571.625 | 0.1~3m | Retro reflective (Polarizing filter) | 24-240VAC/ 24-240VDC | Relay 250VAC 3A(1c) | Light ON/Dark ON
110140080 | BEN300-DFR | 1497.375 | 300mm | Diffuse reflective | 24-240VAC/ 24-240VDC | Relay 250VAC 3A(1c) | Light ON/Dark ON
110140081 | BEN300-DFR | 0 | 300mm |  | 720MM(OPTION MAX650))
110140082 | BEN300-DFR | 0 | 300mm |  | OPTION-PARU
110160010 | BJ300-DDT | 1485 | 300mm | Diffuse reflective | 12-24VDC | NPN open collector | Light ON/Dark ON
110160011 | BJ300-DDT | 1546.875 | 300mm |  | 12-24VDC(3M)
110160012 | BJ300-DDT | 0 | 300mm |  | 12-24VDC(15M)
110160013 | BJ300-DDT | 1485 | 300mm |  | 12-24VDC(450MM)
110160020 | BJ300-DDT-P | 1485 | 300mm | Diffuse reflective | 12-24VDC | PNP open collector | Light ON/Dark ON
110160030 | BJ1M-DDT | 1546.875 | 1m | Diffuse reflective | 12-24VDC | NPN open collector | Light ON/Dark ON
110160040 | BJ1M-DDT-P | 1546.875 | 1m | Diffuse reflective | 12-24VDC | PNP open collector | Light ON/Dark ON
110160050 | BJ10M-TDT | 1794.375 | 10m | Transmitted beam | 12-24VDC | NPN open collector | Light ON/Dark ON
110160060 | BJ10M-TDT-P | 1794.375 | 10m | Transmitted beam | 12-24VDC | PNP open collector | Light ON/Dark ON
110160070 | BJ15M-TDT | 1980 | 15m | Transmitted beam | 12-24VDC | NPN open collector | Light ON/Dark ON
110160071 | BJ15M-TDT-M | 1980 |  |  | 12-24VDC
110160080 | BJ15M-TDT-P | 1980 | 15m | Transmitted beam | 12-24VDC | PNP open collector | Light ON/Dark ON
110160090 | BJ3M-PDT | 1670.625 | 3m | Retro reflective (Polarizing filter) | 12-24VDC | NPN open collector | Light ON/Dark ON
110160100 | BJ3M-PDT-P | 1670.625 | 3m | Retro reflective (Polarizing filter) | 12-24VDC | PNP open collector | Light ON/Dark ON
110160110 | BJ100-DDT | 1485 | 100mm | Diffuse reflective | 12-24VDC | NPN open collector | Light ON/Dark ON
110160120 | BJ100-DDT-P | 1485 | 100mm | Diffuse reflective | 12-24VDC | PNP open collector | Light ON/Dark ON
110160130 | BJ100-DDT-C | 1732.5 | 100mm | Diffuse reflective | 12-24VDC | NPN open collector | Light ON/Dark ON CONNECTOR TYPE
110160140 | BJ100-DDT-C-P | 1732.5 | 100mm | Diffuse reflective | 12-24VDC | PNP open collector | Light ON/Dark ON CONNECTOR TYPE
110160150 | BJ300-DDT-C | 1732.5 | 300mm | Diffuse reflective | 12-24VDC | NPN open collector | Light ON/Dark ON CONNECTOR TYPE
110160160 | BJ300-DDT-C-P | 1732.5 | 300mm | Diffuse reflective | 12-24VDC | PNP open collector | Light ON/Dark ON CONNECTOR TYPE
110160170 | BJ1M-DDT-C | 1794.375 | 1m | Diffuse reflective | 12-24VDC | NPN open collector | Light ON/Dark ON CONNECTOR TYPE
110160180 | BJ1M-DDT-C-P | 1794.375 | 1m | Diffuse reflective | 12-24VDC | PNP open collector | Light ON/Dark ON CONNECTOR TYPE
110160190 | BJ10M-TDT-C | 2041.875 | 10m | Transmitted beam | 12-24VDC | NPN open collector | Light ON/Dark ON CONNECTOR TYPE
110160200 | BJ10M-TDT-C-P | 2041.875 | 10m | Transmitted beam | 12-24VDC | PNP open collector | Light ON/Dark ON CONNECTOR TYPE
110160210 | BJ15M-TDT-C | 2227.5 | 15m | Transmitted beam | 12-24VDC | NPN open collector | Light ON/Dark ON CONNECTOR TYPE
110160220 | BJ15M-TDT-C-P | 2227.5 | 15m | Transmitted beam | 12-24VDC | PNP open collector | Light ON/Dark ON CONNECTOR TYPE
110160230 | BJ3M-PDT-C | 1918.125 | 3m | Retro reflective (Polarizing filter) | 12-24VDC | NPN open collector | Light ON/Dark ON CONNECTOR TYPE
110160240 | BJ3M-PDT-C-P | 1918.125 | 3m | Retro reflective (Polarizing filter) | 12-24VDC | PNP open collector | Light ON/Dark ON CONNECTOR TYPE
110160250 | BJ7M-TDT | 1856.25 | 7m | Transmitted beam | 12-24VDC | NPN open collector | Light ON/Dark ON
110160260 | BJ7M-TDT-P | 1856.25 | 7m | Transmitted beam | 12-24VDC | PNP open collector | Light ON/Dark ON
110160510 | BJG30-DDT | 1856.25 | 30mm | Diffuse reflective | 12-24VDC | NPN open collector | Light ON/Dark ON
110160610 | BJ30-BDT | 1856.25 | 30mm | BGS reflective | 12-24VDC | NPN open collector | Light ON/Dark ON
110160620 | BJ30-BDT-P | 1856.25 | 30mm | BGS reflective | 12-24VDC | PNP open collector | Light ON/Dark ON
110160630 | BJ50-BDT | 1856.25 | 50mm | BGS reflective | 12-24VDC | NPN open collector | Light ON/Dark ON
110160640 | BJ50-BDT-P | 1856.25 | 50mm | BGS reflective | 12-24VDC | PNP open collector | Light ON/Dark ON
110160650 | BJ100-BDT | 0 | 100mm | BGS reflective | 12-24VDC | NPN open collector | Light ON/Dark ON
110160660 | BJ100-BDT-P | 0 | 100mm | BGS reflective | 12-24VDC | PNP open collector | Light ON/Dark ON
110161010 | BJN50-NDT | 1980 | 50mm | Narrow beam reflective | 12-24VDC |  | Light ON/Dark ON
110161020 | BJN50-NDT-P | 1980 | 50mm | Narrow beam reflective | 12-24VDC |  | Light ON/Dark ON
110161030 | BJN100-NDT | 1980 | 100mm | Narrow beam reflective | 12-24VDC |  | Light ON/Dark ON
110161040 | BJN100-NDT-P | 1980 | 100mm | Narrow beam reflective | 12-24VDC |  | Light ON/Dark ON
110170010 | BUP-30 | 1299.375 | 30mm | Transmitted beam | 12-24VDC | NPN open collector | Light ON/Dark ON
110170020 | BUP-30S | 1423.125 | 30mm | Transmitted beam | 12-24VDC | NPN open collector | Light ON/Dark ON
110170030 | BUP-30-H | 0 |  |  | 18-30VDC
110170040 | BUP-30 | 0 | 30mm |  | 12-24VDC(3M)
110170050 | BUP-30 | 0 | 30mm |  | 12-24VDC(5M)
110170060 | BUP-30-P | 1299.375 | 30mm | Transmitted beam | 12-24VDC | PNP open collector | Light ON/Dark ON
110170070 | BUP-30S-P | 1423.125 | 30mm | Transmitted beam | 12-24VDC | PNP open collector | Light ON/Dark ON
110170110 | BUP-50 | 1361.25 | 50mm | Transmitted beam | 12-24VDC | NPN open collector | Light ON/Dark ON
110170120 | BUP-50S | 1485 | 50mm | Transmitted beam | 12-24VDC | NPN open collector | Light ON/Dark ON
110170130 | BUP-50-HD | 1361.25 | 50mm |  | 18-35VDC
110170140 | BUP-50-HD | 1423.125 | 50mm | Transmitted beam | 18-35VDC(3M) |  | Dark ON
110170150 | BUP-50-HDL | 1361.25 | 50mm |  | 18-35VDC
110170151 | BUP-50-HDL | 0 | 50mm |  | 18-35VDC(3M)
110170160 | BUP-50-P | 1361.25 | 50mm | Transmitted beam | 12-24VDC | PNP open collector | Light ON/Dark ON
110170170 | BUP-50S-P | 1485 | 50mm | Transmitted beam | 12-24VDC | PNP open collector | Light ON/Dark ON
110170180 | BUP-50-HD | 0 |  |  | 18-35VDC(4M)
110170190 | BUP-50-HD | 0 |  |  | 18-35VDC(5M)
110190010 | BTF15-BDTL | 1856.25 | 15mm | BGS reflective type | 12-24VDC | NPN open collector | Light ON
110190020 | BTF15-BDTL-P | 1856.25 | 15mm | BGS reflective type | 12-24VDC | PNP open collector | Light ON
110190030 | BTF15-BDTD | 1856.25 | 15mm | BGS reflective type | 12-24VDC | NPN open collector | Dark ON
110190040 | BTF15-BDTD-P | 1856.25 | 15mm | BGS reflective type | 12-24VDC | PNP open collector | Dark ON
110190070 | BTF30-BDTD | 0 |  |  | 12-24VDC
110190080 | BTF30-BDTD-P | 0 |  |  | 12-24VDC
110190110 | BTF1M-TDTL | 1856.25 |  |  | 12-24VDC
110190120 | BTF1M-TDTL-P | 1856.25 |  |  | 12-24VDC
110190130 | BTF30-DDTL | 1485 |  |  | 12-24VDC
110190140 | BTF30-DDTL-P | 1485 |  |  | 12-24VDC
110190150 | BTF1M-TDTD | 1856.25 |  |  | 12-24VDC
110190160 | BTF1M-TDTD-P | 1856.25 |  |  | 12-24VDC
110190170 | BTF30-DDTD | 1485 |  |  | 12-24VDC
110190180 | BTF30-DDTD-P | 1485 |  |  | 12-24VDC
110200110 | BL13-TDT-S | 0 |  |  | 12-24VDC
110200120 | BL13-TDT-P-S | 0 |  |  | 12-24VDC
111010012 | BF3RX | 1299.375 | Adjustable VR |  | 12-24VDC | NPN open collector | Light ON/Dark ON
111010013 | BF3RX-P | 1299.375 | Adjustable VR |  | 12-24VDC | PNP open collector | Light ON/Dark ON
111010020 | BF4R | 1856.25 | Standard |  | 12-24VDC | NPN open collector | Light ON/Dark ON
111010021 | BF4RP | 1856.25 | Standard |  | 12-24VDC | PNP open collector | Light ON/Dark ON
111010030 | BF4R-E | 1856.25 | External synchronization input |  | 12-24VDC | NPN open collector | Light ON/Dark ON
111010040 | BF4R-R | 1856.25 | Remote sensitivity setting |  | 12-24VDC | NPN open collector | Light ON/Dark ON
111011010 | BF4G | 1856.25 | Standard |  | 12-24VDC | NPN open collector | Light ON/Dark ON
111011020 | BF4GP | 1856.25 | Standard |  | 12-24VDC | PNP open collector | Light ON/Dark ON
111011030 | BF4G-R | 1856.25 | Remote sensitivity setting |  | 12-24VDC | NPN open collector | Light ON/Dark ON
111011040 | BF4G-E | 1856.25 | External synchronization input |  | 12-24VDC | NPN open collector | Light ON/Dark ON
111070010 | BF5R-D1-N | 3465 | Dual Display Type | Red LED | 12-24VDC | NPN open collector | Light ON/ Dark ON
111070020 | BF5R-D1-P | 3465 | Dual Display Type | Red LED | 12-24VDC | PNP open collector | Light ON/ Dark ON
111070030 | BF5R-S1-N | 2784.375 | Single Display Type | Red LED | 12-24VDC | NPN open collector | Light ON/ Dark ON
111070040 | BF5R-S1-P | 2784.375 | Single Display Type | Red LED | 12-24VDC | PNP open collector | Light ON/ Dark ON
111070110 | BF5G-D1-N | 3465 | Dual Display Type | Green LED | 12-24VDC | NPN open collector | Light ON/ Dark ON
111070120 | BF5G-D1-P | 0 | Dual Display Type | Green LED | 12-24VDC | PNP open collector | Light ON/ Dark ON
111070210 | BF5B-D1-N | 3465 | Dual Display Type | Blue LED | 12-24VDC | NPN open collector | Light ON/ Dark ON
111070220 | BF5B-D1-P | 0 | Dual Display Type | Blue LED | 12-24VDC | PNP open collector | Light ON/ Dark ON
111070510 | BF5R-S1-N | 0 |  |  | 12-24VDC(NEW)
111070520 | BF5R-D1-N | 0 |  |  | 12-24VDC(NEW)
111080010 | BFC-P | 3279.375 |  |  | 12-24VDC
111080020 | BFC-N | 3279.375 |  |  | 12-24VDC
Артикул | Model | Retail price, RUR | Cable Length | Sensing Distance | Min. Sensing Target | Material | Temperature | Allowable bend radius
111020010 | FD-310-05 | 680.625 | 2m |  |  |  |  | 15R
111020020 | FD-320-05 | 742.5 | 2m | 40mm | φ0.03 | Plastic | -40°C to 70°C | 15R
111020030 | FDP-320-10 | 556.875 | 2m | 120mm | φ0.03 | Plastic | -40°C to 70°C | 30R
111020040 | FD-620-10 | 705.375 | 2m | 120mm | φ0.03 | Plastic | -40°C to 70°C | 30R
111020041 | FD-610M-10 | 0 | [5 empty] | OPTION
111020050 | FDS-310-05 | 866.25 | 2m |  | φ0.03 | Plastic | -40°C to 70°C | 15R
111020060 | FDS-320-05 | 928.125 | 2m | 40mm | φ0.03 | Plastic | -40°C to 70°C | 15R
111020061 | FDS2-320-05 | 928.125 | 2m | 40mm | φ0.03 | Plastic | -40°C to 70°C | 15R
111020070 | FDS-620-10 | 928.125 | 2m | 120mm | φ0.03 | Plastic | -40°C to 70°C | 30R
111020071 | FDS2-620-10 | 928.125 | 2m | 120mm | φ0.03 | Plastic | -40°C to 70°C | 30R
111020110 | FD-420-05 | 742.5 | 2m | 40mm | φ0.03 | Plastic | -40°C to 70°C | 15R
111020130 | FDC-320-05 | 742.5 | 2m | 40mm | φ0.03 | Plastic | -40°C to 70°C | 15R
111020131 | FDC-330-05 | 0 | [5 empty] | 15R
111020140 | FDCS-320-05 | 928.125 | 2m | 40mm | φ0.03 | Plastic | -40°C to 70°C | 15R
111020150 | FDS-420-05 | 928.125 | 2m | 40mm | φ0.03 | Plastic | -40°C to 70°C | 15R
111020151 | FDS2-420-05 | 928.125 | 2m | 40mm | φ0.03 | Plastic | -40°C to 70°C | 15R
111020160 | FD-320-F | 928.125 | 2m | 60mm | φ0.03 | Plastic | -40°C to 70°C | 15R
111020170 | FD-320-F1 | 928.125 | 2m | 40mm | φ0.03 | Plastic | -40°C to 70°C | 15R
111020180 | FD-620-F2 | 928.125 | 2m | 120mm | φ0.03 | Plastic | -40°C to 70°C | 30R
111020190 | FD-620-10H | 1546.875 | 2m | 120mm | φ0.03 | Plastic | -40°C to 125°C | 30R
111020200 | FD-620-15H1 | 3403.125 | 2m | 160mm | φ0.03 | Plastic | -40°C to 150°C | 35R
111020210 | FDC-320-F | 928.125 | 2m | 40mm | φ0.03 | Plastic | -40°C to 70°C | 15R
111020220 | FDCS-320-05 | 0 | [5 empty] | R15
111020510 | FD-320-05R | 2103.75 | 2m |  |  |  |  | 1R
111020520 | FD-320-06B | 1361.25 | 2m |  |  |  |  | 5R
111020530 | FD-420-05R | 2103.75 | 2m |  |  |  |  | 1R
111020540 | FD-420-06B | 1485 | 2m |  |  |  |  | 5R
111020550 | FD-620-10R | 2784.375 | 2m |  |  |  |  | 1R
111020560 | FD-620-13B | 1361.25 | 2m |  |  |  |  | 5R
111020570 | FDC-320-06B | 1361.25 | [5 empty] | 5R
111030010 | FT-310-05 | 866.25 | 2m |  |  |  | -40°C to 70°C (Humidity : 35~85%RH) | 15R
111030020 | FT-320-05 | 928.125 | 2m | 150mm | φ0.5 | Plastic | -40°C to 70°C (Humidity : 35~85%RH) | 15R
111030030 | FT-420-10 | 705.375 | 2m | 500mm | φ1.0 | Plastic | -40°C to 70°C (Humidity : 35~85%RH) | 30R
111030032 | FT-430M-10 | 2054.25 | 2m |  |  |  | -40°C to 70°C (Humidity : 35~85%RH) | OPTION
111030040 | FTP-320-10 | 556.875 | 2m | 500mm | φ1.0 | Plastic | -40°C to 70°C (Humidity : 35~85%RH) | 30R
111030050 | FTS-310-05 | 1175.625 | 2m |  |  |  | -40°C to 70°C (Humidity : 35~85%RH) | 15R
111030051 | FTS2-310-05 | 1175.625 | 2m |  |  | SUS | -40°C to 70°C (Humidity : 35~85%RH) | 15R
111030060 | FTS-320-05 | 1237.5 | 2m | 150mm | φ0.5 | SUS | -40°C to 70°C (Humidity : 35~85%RH) | 15R
111030061 | FTS2-320-05 | 1237.5 | 2m | 150mm | φ0.5 | SUS | -40°C to 70°C (Humidity : 35~85%RH) | 15R
111030070 | FTS-420-10 | 1237.5 | 2m | 500mm | φ1.0 | SUS | -40°C to 70°C (Humidity : 35~85%RH) | 30R
111030071 | FTS2-420-10 | 1237.5 | 2m | 500mm | φ1.0 | SUS | -40°C to 70°C (Humidity : 35~85%RH) | 30R
111030100 | FT-420-10C | 1546.875 | 2m |  |  |  |  | 30R
111030110 | FTC-220-05 | 928.125 | 2m | 150mm | φ0.5 | Cylinder | -40°C to 70°C (Humidity : 35~85%RH) | 15R
111030120 | FTC-320-10 | 928.125 | 2m | 500mm | φ1.0 | Cylinder | -40°C to 70°C (Humidity : 35~85%RH) | 30R
111030130 | FTCS-220-05 | 1113.75 | 2m | 150mm | φ0.5 | SUS+Cylinder | -40°C to 70°C (Humidity : 35~85%RH) | 15R
111030150 | FTS1-320-05 | 1237.5 | 2m | 150mm | φ0.5 | SUS | -40°C to 70°C (Humidity : 35~85%RH) | 15R
111030160 | FT-420-10H | 1546.875 | 2m | 300mm | φ1.0 | Heat-resistant | -40°C to 105°C | 30R
111030170 | FT-420-15H1 | 3403.125 | 2m | 500mm | φ1.0 | Heat-resistant | -40°C to 150°C | 35R
111030180 | FTCS-220-05 | 0 | [5 empty] | R15
111030190 | FTR-410-10R | 0 | [5 empty] | R1
111030200 | FDR-610-10R | 0 | [5 empty] | R1
111030510 | FT-320-05R | 2165.625 | [5 empty] | 1R
111030520 | FT-320-06B | 1485 | [5 empty] | 5R
111030530 | FT-420-10R | 2908.125 | 2m |  |  |  |  | 1R
111030540 | FT-420-13B | 1361.25 | [5 empty] | 5R
111030550 | FTC-1520-05 | 804.375 | 2m |  |  |  |  | 15R
111030560 | FTC-1520-06B | 1361.25 | 2m |  | ø0,6 - диаметр волокна | Plastic | -40°C to 70°C | 5R
111030570 | FTC-220-05R | 2227.5 | [5 empty] | 1R
111090010 | FDF-210-05R | 3093.75 | [5 empty] | 1R
111090020 | FDFN-210-05R | 3093.75 | [5 empty] | 1R
111090030 | FDFU-210-05R | 3093.75 | [5 empty] | 1R
111100010 | FTF-210-05R | 3650.625 | [5 empty] | 1R
111100020 | FTFB-210-05R | 3093.75 | [5 empty] | 1R
111100030 | FTFB-210-05R(RING) | 0 | [5 empty] | 0
111100040 | FTFN-210-05R | 3650.625 | [5 empty] | 1R
111100050 | FTFU-210-05R | 3650.625 | [5 empty] | 1R
111110010 | FTLU-310-10R | 2846.25 | [5 empty] | 1R
111110020 | FTLU1-310-10R | 2846.25 | [5 empty] | 1R
111110030 | FTLU2-310-10R | 2846.25 | [5 empty] | 1R
111120010 | FTCSN-2520-05 | 4393.125 | [5 empty] | 15R
111130010 | FDCSN-320-05 | 4393.125 | [5 empty] | 15R
111140010 | FLF-320-10 | 4640.625 | [5 empty] | 30R
Артикул | Model | Retail price, RUR | Cable Length | Sensing Type | Power supply | Output | Optional Color
110130011 | ADS-AF | 2536.875 | 2.0m ~ 2.7m | Diffuse reflective | 24-240VAC/24-240VDC | Relay 50VDC 0.1A | Black, White, Bronze, Glossy, Nickel
110130031 | ADS-SE | 2165.625 | 0-10m | Transmitted beam | 12-24VAC/12-24VDC | Relay 50VDC 0.3A | -
110130050 | ADS-SH | 680.625 | Sensor Part of ADS-SE (Cable length : 10m) |  | 10M
110130070 | ADS-SB10 | 123.75 |  |  | SCREW
110130080 | ADS-SB12 | 123.75 |  |  | ONE PUSH
110130090 | ADS-SEC | 1546.875 | - | - | 12-24VAC/12-24VDC | Relay 50VDC 0.3A | Controller Part of ADS-SE
110130100 | ADS-SH150 | 0 |  |  | 150MM
110130510 | ADS-SE1 | 0 |  |  | 12-24VAC/12-24VDC
110130520 | ADS-SE2 | 0 |  |  | 12-24VAC/12-24VDC
110130530 | ADS-SEC1 | 0 |  |  | 12-24VAC/12-24VDC
110130540 | ADS-SEC2 | 0 |  |  | 12-24VAC/12-24VDC
110130550 | ADS-SHP | 0 |  |  | 5M(ЗГ¶уЅєЖЅNUT)
110131010 | ADS-AE | 2536.875 | 2.0m ~ 2.7m | Diffuse reflective | 12-24VAC/DC | Relay 50VDC 0.1A | Black, White, Bronze, Glossy, Nickel
Артикул | Model | Retail price, RUR |  |  | Power supply
110200010 | BL13-TDT | 3093.75 |  |  | 12-24VDC
110200020 | BL13-TDT-P | 3093.75 |  |  | 12-24VDC
Артикул | Model | Retail price, RUR | Sensing Distance | Sensing Width | Power supply | Output | Optical Axis Pitch | Sensing Target
119010010 | BW20-08 | 8229.375 | Transmitted beam (0.1 - 7m) | 140mm | 12-24VDC | NPN open collector | 20mm | Min. φ30
119010020 | BW20-12 | 11323.125 | Transmitted beam (0.1 - 7m) | 220mm | 12-24VDC | NPN open collector | 20mm | Min. φ30
119010030 | BW20-16 | 14416.875 | Transmitted beam (0.1 - 7m) | 300mm | 12-24VDC | NPN open collector | 20mm | Min. φ30
119010040 | BW20-20 | 17510.625 | Transmitted beam (0.1 - 7m) | 380mm | 12-24VDC | NPN open collector | 20mm | Min. φ30
119010050 | BW20-24 | 20604.375 | Transmitted beam (0.1 - 7m) | 460mm | 12-24VDC | NPN open collector | 20mm | Min. φ30
119010060 | BW20-28 | 23698.125 | Transmitted beam (0.1 - 7m) | 540mm | 12-24VDC | NPN open collector | 20mm | Min. φ30
119010070 | BW20-32 | 26791.875 | Transmitted beam (0.1 - 7m) | 620mm | 12-24VDC | NPN open collector | 20mm | Min. φ30
119010080 | BW20-36 | 29885.625 | Transmitted beam (0.1 - 7m) | 700mm | 12-24VDC | NPN open collector | 20mm | Min. φ30
119010090 | BW20-40 | 32979.375 | Transmitted beam (0.1 - 7m) | 780mm | 12-24VDC | NPN open collector | 20mm | Min. φ30
119010100 | BW20-44 | 36073.125 | Transmitted beam (0.1 - 7m) | 860mm | 12-24VDC | NPN open collector | 20mm | Min. φ30
119010110 | BW20-48 | 39166.875 | Transmitted beam (0.1 - 7m) | 940mm | 12-24VDC | NPN open collector | 20mm | Min. φ30
119010120 | BW20-48N | 39166.875 | Transmitted beam (0.1 - 7m) | 940mm | 12-24VDC | NPN open collector | 20mm | Min. φ30
119010160 | BW20-08P | 8229.375 | Transmitted beam (0.1 - 7m) | 140mm | 12-24VDC | PNP open collector | 20mm | Min. φ30
119010170 | BW20-12P | 11323.125 | Transmitted beam (0.1 - 7m) | 220mm | 12-24VDC | PNP open collector | 20mm | Min. φ30
119010180 | BW20-16P | 14416.875 | Transmitted beam (0.1 - 7m) | 300mm | 12-24VDC | PNP open collector | 20mm | Min. φ30
119010190 | BW20-20P | 17510.625 | Transmitted beam (0.1 - 7m) | 380mm | 12-24VDC | PNP open collector | 20mm | Min. φ30
119010200 | BW20-24P | 20604.375 | Transmitted beam (0.1 - 7m) | 460mm | 12-24VDC | PNP open collector | 20mm | Min. φ30
119010210 | BW20-28P | 23698.125 | Transmitted beam (0.1 - 7m) | 540mm | 12-24VDC | PNP open collector | 20mm | Min. φ30
119010220 | BW20-32P | 26791.875 | Transmitted beam (0.1 - 7m) | 620mm | 12-24VDC | PNP open collector | 20mm | Min. φ30
119010230 | BW20-36P | 29885.625 | Transmitted beam (0.1 - 7m) | 700mm | 12-24VDC | PNP open collector | 20mm | Min. φ30
119010240 | BW20-40P | 32979.375 | Transmitted beam (0.1 - 7m) | 780mm | 12-24VDC | PNP open collector | 20mm | Min. φ30
119010250 | BW20-44P | 36073.125 | Transmitted beam (0.1 - 7m) | 860mm | 12-24VDC | PNP open collector | 20mm | Min. φ30
119010260 | BW20-48P | 39166.875 | Transmitted beam (0.1 - 7m) | 940mm | 12-24VDC | PNP open collector | 20mm | Min. φ30
119010510 | BW20-08 | 0 |  |  | 12-24VDC-A
119010520 | BW20-12 | 0 |  |  | 12-24VDC-A
119010530 | BW20-16 | 0 |  |  | 12-24VDC-A
119010540 | BW20-20 | 0 |  |  | 12-24VDC-A
119010550 | BW20-24 | 0 |  |  | 12-24VDC-A
119010560 | BW20-28 | 0 |  |  | 12-24VDC-A
119010570 | BW20-32 | 0 |  |  | 12-24VDC-A
119010580 | BW20-36 | 0 |  |  | 12-24VDC-A
119010590 | BW20-40 | 0 |  |  | 12-24VDC-A
119010600 | BW20-44 | 0 |  |  | 12-24VDC-A
119010610 | BW20-48 | 0 |  |  | 12-24VDC-A
119010620 | BW20-48N | 0 |  |  | 12-24VDC-A
119010710 | BW20-08P | 0 |  |  | 12-24VDC-A
119010720 | BW20-12P | 0 |  |  | 12-24VDC-A
119010730 | BW20-16P | 0 |  |  | 12-24VDC-A
119010740 | BW20-20P | 0 |  |  | 12-24VDC-A
119010750 | BW20-24P | 0 |  |  | 12-24VDC-A
119010760 | BW20-28P | 0 |  |  | 12-24VDC-A
119010770 | BW20-32P | 0 |  |  | 12-24VDC-A
119010780 | BW20-36P | 0 |  |  | 12-24VDC-A
119010790 | BW20-40P | 0 |  |  | 12-24VDC-A
119010800 | BW20-44P | 0 |  |  | 12-24VDC-A
119010810 | BW20-48P | 0 |  |  | 12-24VDC-A
119020010 | BW40-04 | 7177.5 | Transmitted beam (0.1 - 7m) | 120mm | 12-24VDC | NPN open collector | 40mm | Min. φ50
119020020 | BW40-06 | 9281.25 | Transmitted beam (0.1 - 7m) | 200mm | 12-24VDC | NPN open collector | 40mm | Min. φ50
119020030 | BW40-08 | 12375 | Transmitted beam (0.1 - 7m) | 280mm | 12-24VDC | NPN open collector | 40mm | Min. φ50
119020040 | BW40-10 | 15468.75 | Transmitted beam (0.1 - 7m) | 360mm | 12-24VDC | NPN open collector | 40mm | Min. φ50
119020050 | BW40-12 | 17510.625 | Transmitted beam (0.1 - 7m) | 440mm | 12-24VDC | NPN open collector | 40mm | Min. φ50
119020060 | BW40-14 | 19552.5 | Transmitted beam (0.1 - 7m) | 520mm | 12-24VDC | NPN open collector | 40mm | Min. φ50
119020070 | BW40-16 | 21656.25 | Transmitted beam (0.1 - 7m) | 600mm | 12-24VDC | NPN open collector | 40mm | Min. φ50
119020080 | BW40-18 | 24750 | Transmitted beam (0.1 - 7m) | 680mm | 12-24VDC | NPN open collector | 40mm | Min. φ50
119020090 | BW40-20 | 26791.875 | Transmitted beam (0.1 - 7m) | 760mm | 12-24VDC | NPN open collector | 40mm | Min. φ50
119020091 | BW40-20N | 26791.875 | Transmitted beam (0.1 - 7m) | 760mm | 12-24VDC | NPN open collector | 40mm | Min. φ50
119020100 | BW40-22 | 28833.75 | Transmitted beam (0.1 - 7m) | 840mm | 12-24VDC | NPN open collector | 40mm | Min. φ50
119020110 | BW40-24 | 30937.5 | Transmitted beam (0.1 - 7m) | 920mm | 12-24VDC | NPN open collector | 40mm | Min. φ50
119020120 | BW40-24N | 30937.5 | Transmitted beam (0.1 - 7m) | 920mm | 12-24VDC | NPN open collector | 40mm | Min. φ50
119020121 | BW40-24N | 0 |  |  | 12-24VDC-N
119020160 | BW40-04P | 7177.5 | Transmitted beam (0.1 - 7m) | 120mm | 12-24VDC | PNP open collector | 40mm | Min. φ50
119020170 | BW40-06P | 9281.25 | Transmitted beam (0.1 - 7m) | 200mm | 12-24VDC | PNP open collector | 40mm | Min. φ50
119020180 | BW40-08P | 12375 | Transmitted beam (0.1 - 7m) | 280mm | 12-24VDC | PNP open collector | 40mm | Min. φ50
119020190 | BW40-10P | 15468.75 | Transmitted beam (0.1 - 7m) | 360mm | 12-24VDC | PNP open collector | 40mm | Min. φ50
119020200 | BW40-12P | 17510.625 | Transmitted beam (0.1 - 7m) | 440mm | 12-24VDC | PNP open collector | 40mm | Min. φ50
119020210 | BW40-14P | 19552.5 | Transmitted beam (0.1 - 7m) | 520mm | 12-24VDC | PNP open collector | 40mm | Min. φ50
119020220 | BW40-16P | 21656.25 | Transmitted beam (0.1 - 7m) | 600mm | 12-24VDC | PNP open collector | 40mm | Min. φ50
119020230 | BW40-18P | 24750 | Transmitted beam (0.1 - 7m) | 680mm | 12-24VDC | PNP open collector | 40mm | Min. φ50
119020240 | BW40-20P | 26791.875 | Transmitted beam (0.1 - 7m) | 760mm | 12-24VDC | PNP open collector | 40mm | Min. φ50
119020242 | BW40-20P-Y | 0 |  |  | 12-24VDC(600MM)
119020250 | BW40-22P | 28833.75 | Transmitted beam (0.1 - 7m) | 840mm | 12-24VDC | PNP open collector | 40mm | Min. φ50
119020260 | BW40-24P | 30937.5 | Transmitted beam (0.1 - 7m) | 920mm | 12-24VDC | PNP open collector | 40mm | Min. φ50
119020510 | BW40-04 | 0 |  |  | 12-24VDC-A
119020520 | BW40-06 | 0 |  |  | 12-24VDC-A
119020530 | BW40-08 | 0 |  |  | 12-24VDC-A
119020540 | BW40-10 | 0 |  |  | 12-24VDC-A
119020550 | BW40-12 | 0 |  |  | 12-24VDC-A
119020560 | BW40-14 | 0 |  |  | 12-24VDC-A
119020570 | BW40-16 | 0 |  |  | 12-24VDC-A
119020580 | BW40-18 | 0 |  |  | 12-24VDC-A
119020590 | BW40-20 | 0 |  |  | 12-24VDC-A
119020600 | BW40-22 | 0 |  |  | 12-24VDC-A
119020610 | BW40-24 | 0 |  |  | 12-24VDC-A
119020710 | BW40-04P | 0 |  |  | 12-24VDC-A
119020720 | BW40-06P | 0 |  |  | 12-24VDC-A
119020730 | BW40-08P | 0 |  |  | 12-24VDC-A
119020740 | BW40-10P | 0 |  |  | 12-24VDC-A
119020750 | BW40-12P | 0 |  |  | 12-24VDC-A
119020760 | BW40-14P | 0 |  |  | 12-24VDC-A
119020770 | BW40-16P | 0 |  |  | 12-24VDC-A
119020780 | BW40-18P | 0 |  |  | 12-24VDC-A
119020790 | BW40-20P | 0 |  |  | 12-24VDC-A
119020800 | BW40-22P | 0 |  |  | 12-24VDC-A
119020810 | BW40-24P | 0 |  |  | 12-24VDC-A
119030010 | BWP20-08 | 6806.25 | Transmitted beam (0.1 - 5m) | 140mm | 12-24VDC | NPN open collector | 20mm | Min. φ30
119030020 | BWP20-12 | 8043.75 | Transmitted beam (0.1 - 5m) | 220mm | 12-24VDC | NPN open collector | 20mm | Min. φ30
119030021 | BWP20-12-S | 8043.75 |  |  | 12-24VDC |  |  | Min. φ30
119030030 | BWP20-16 | 9281.25 | Transmitted beam (0.1 - 5m) | 300mm | 12-24VDC | NPN open collector | 20mm | Min. φ30
119030040 | BWP20-20 | 10518.75 | Transmitted beam (0.1 - 5m) | 380mm | 12-24VDC | NPN open collector | 20mm | Min. φ30
119030160 | BWP20-08P | 6806.25 | Transmitted beam (0.1 - 5m) | 140mm | 12-24VDC | PNP open collector | 20mm | Min. φ30
119030170 | BWP20-12P | 8043.75 | Transmitted beam (0.1 - 5m) | 220mm | 12-24VDC | PNP open collector | 20mm | Min. φ30
119030180 | BWP20-16P | 9281.25 | Transmitted beam (0.1 - 5m) | 300mm | 12-24VDC | PNP open collector | 20mm | Min. φ30
119030190 | BWP20-20P | 10518.75 | Transmitted beam (0.1 - 5m) | 380mm | 12-24VDC | PNP open collector | 20mm | Min. φ30
119040010 | BWPK25-05 | 5921.4375 | Long : 0.1-3m Short : 0.05-1m | 100mm | 12-24VDC | NPN open collector | 25mm | Min. φ30
119040020 | BWPK25-05P | 5921.4375 | Long : 0.1-3m Short : 0.05-1m | 100mm | 12-24VDC | PNP open collector | 25mm | Min. φ30
119040510 | BWPK25-05-C | 6230.8125 | Long : 0.1-3m Short : 0.05-1m | 100mm | 12-24VDC | NPN open collector | 25mm | Min. φ30
119040520 | BWPK25-05P-C | 6230.8125 | Long : 0.1-3m Short : 0.05-1m | 100mm | 12-24VDC | PNP open collector | 25mm | Min. φ30
119050010 | BW80-14K | 0 |  |  | 24VDC
119050020 | BW80-14KD | 0 |  |  | 12-24VDC
119060010 | BW30-48N | 0 |  |  | 12-24VDC
119060020 | BW30-48N | 0 |  |  | 12-24VDC-A
119070010 | BW60-16N | 0 |  |  | 12-24VDC
119080010 | BWM30-21CD | 0 |  |  | 24VDC
119080020 | BWM30-25CD | 0 |  |  | 24VDC
119080030 | BWM30-28-CC | 0 |  |  | 24VDC
119080040 | BWM30-20CD | 0 |  |  | 24VDC
119080050 | BWM30-28CD/2 | 0 |  |  | 24VDC
119080060 | BWM30-24CD-TR | 0 |  |  | 24VDC
119080070 | BWM30-28CD | 0 |  |  | 24VDC
119080110 | BWM25-15D | 0 |  |  | 24VDC
119080120 | BWM25-15CD | 0 |  |  | 24VDC
119080210 | BWM35-24CD | 0 |  |  | 24VDC
119080220 | BWM35-24D | 0 |  |  | 24VDC
119080510 | BWM38-20CD | 0 |  |  | 24VDC
119080520 | BWM38-20D | 0 |  |  | 24VDC
119080710 | BWM40-21CD/2 | 0 |  |  | 24VDC
119080720 | BWM40-21D | 0 |  |  | 24VDC
119081010 | BWM45-28-CC | 0 |  |  | 24VDC
119081020 | BWM45-28CD/2 | 0 |  |  | 24VDC
119081030 | BWM45-28CD | 0 |  |  | 24VDC
119081210 | BWM55-30CD | 0 |  |  | 24VDC
119081510 | BWM59-24CD | 0 |  |  | 24VDC
119081520 | BWM59-24-CC-R | 0 |  |  | 24VDC
119081530 | BWM59-24CD-TR | 0 |  |  | 24VDC
119081540 | BWM59-24CD-TR/2 | 0 |  |  | 24VDC
119081610 | BWM60-24CD | 0 |  |  | 24VDC
119082010 | BWM65-24CD | 0 |  |  | 24VDC
119082110 | BWM86-15CD2 | 0 |  |  | 24VDC
119082310 | BWM85-15D | 0 |  |  | 24VDC
119082510 | BWM26-21D | 0 |  |  | 24VDC
119083010 | BWM30-20D | 0 |  |  | 24VDC
119083110 | BWM31-26CD-TR | 0 |  |  | 24VDC
119083210 | BWM29.5-25CD-TR | 0 |  |  | 24VDC
119083520 | BWM100-20D/A | 0 |  |  | 24VDC
119083610 | BWM135-12D | 0 |  |  | 24VDC
119083620 | BWM135-15D | 0 |  |  | 24VDC
119083710 | BWM145-10D | 0 |  |  | 24VDC
119084010 | BWM180-10D | 0 |  |  | 24VDC
119090010 | BWC40-04HD | 9281.25 |  |  | 12-24VDC
119090011 | BWC40-04HD | 0 |  |  | 12-24VDC-A
119090040 | BWC40-10HD | 17510.625 |  |  | 12-24VDC
119090041 | BWC40-10HD | 0 |  |  | 12-24VDC-A
119090050 | BWC40-12HD | 19552.5 |  |  | 12-24VDC
119090051 | BWC40-12HD | 0 |  |  | 12-24VDC-A
119090070 | BWC40-16HD | 23698.125 |  |  | 12-24VDC
119090071 | BWC40-16HD | 0 |  |  | 12-24VDC-A
119090080 | BWC40-18HD | 26791.875 |  |  | 12-24VDC
119090081 | BWC40-18HD | 0 |  |  | 12-24VDC-A
119090090 | BWC40-20HD | 28833.75 |  |  | 12-24VDC
119090091 | BWC40-20HD | 0 |  |  | 12-24VDC-A
119090510 | BWC40-04H | 9281.25 |  |  | 12-24VDC
119090511 | BWC40-04H | 0 |  |  | 12-24VDC-A
119090540 | BWC40-10H | 17510.625 |  |  | 12-24VDC
119090541 | BWC40-10H | 0 |  |  | 12-24VDC-A
119090550 | BWC40-12H | 19552.5 |  |  | 12-24VDC
119090551 | BWC40-12H | 0 |  |  | 12-24VDC-A
119090570 | BWC40-16H | 23698.125 |  |  | 12-24VDC
119090571 | BWC40-16H | 0 |  |  | 12-24VDC-A
119090580 | BWC40-18H | 26791.875 |  |  | 12-24VDC
119090581 | BWC40-18H | 0 |  |  | 12-24VDC-A
119090590 | BWC40-20H | 28833.75 |  |  | 12-24VDC
119090591 | BWC40-20H | 0 |  |  | 12-24VDC-A
119091060 | BWC80-14HD | 22646.25 |  |  | 12-24VDC
119091061 | BWC80-14HD | 0 |  |  | 12-24VDC-A
119091070 | BWC80-14H-9M | 0 |  |  | 12-24VDC
119091560 | BWC80-14H | 22646.25 |  |  | 12-24VDC
119091561 | BWC80-14H | 0 |  |  | 12-24VDC-A
- | GT-420-13H2 | 9900

## 9.Temp
TEMPERTURE CONTROLLER
Артикул | Model | Retail price, RUR | Digit | Size | Power supply | Input | Control output | Sub Output | etc
109240070 | TZ4SP-14R | 3017.025 | 4 Digit | W48 X H48 X L95mm | 100-240VAC 50/60Hz | Thermocouple [K(CA), J(IC), R(PR), E(CR), T(CC), S(PR), N(NN), W(TT)], RTD (PT 100), Analog (1-5VDC, 0-10VDC, DC4-20mA) | Relay | Alarm1 250VAC 1A(1a)
109240080 | TZ4SP-14S | 3017.025 | 4 Digit | W48 X H48 X L95mm | 100-240VAC 50/60Hz | Thermocouple [K(CA), J(IC), R(PR), E(CR), T(CC), S(PR), N(NN), W(TT)], RTD (PT 100), Analog (1-5VDC, 0-10VDC, DC4-20mA) | SSR | Alarm1 250VAC 1A(1a)
109240090 | TZ4SP-14C | 3017.025 | 4 Digit | W48 X H48 X L95mm | 100-240VAC 50/60Hz | Thermocouple [K(CA), J(IC), R(PR), E(CR), T(CC), S(PR), N(NN), W(TT)], RTD (PT 100), Analog (1-5VDC, 0-10VDC, DC4-20mA) | Current(DC4-20mA) | Alarm1 250VAC 1A(1a)
109240110 | TZ4SP-12R | 3017.025 | 4 Digit | W48 X H48 X L95mm | 24VAC/24-48VDC | Thermocouple [K(CA), J(IC), R(PR), E(CR), T(CC), S(PR), N(NN), W(TT)], RTD (PT 100), Analog (1-5VDC, 0-10VDC, DC4-20mA) | Relay | Alarm1 250VAC 1A(1a)
109240120 | TZ4SP-12S | 3017.025 | 4 Digit | W48 X H48 X L95mm | 24VAC/24-48VDC | Thermocouple [K(CA), J(IC), R(PR), E(CR), T(CC), S(PR), N(NN), W(TT)], RTD (PT 100), Analog (1-5VDC, 0-10VDC, DC4-20mA) | SSR | Alarm1 250VAC 1A(1a)
109240130 | TZ4SP-12C | 3017.025 | 4 Digit | W48 X H48 X L95mm | 24VAC/24-48VDC | Thermocouple [K(CA), J(IC), R(PR), E(CR), T(CC), S(PR), N(NN), W(TT)], RTD (PT 100), Analog (1-5VDC, 0-10VDC, DC4-20mA) | Current(DC4-20mA) | Alarm1 250VAC 1A(1a)
109250140 | TZ4ST-R4R | 3279.375 | 4 Digit | W48 X H48 X L95mm | 100-240VAC( 24VAC/24-48VDC) | Thermocouple [K(CA), J(IC), R(PR), E(CR), T(CC), S(PR), N(NN), W(TT)], RTD (PT 100), Analog (1-5VDC, 0-10VDC, DC4-20mA) | Relay | Alarm1 + PV Transmission
109250150 | TZ4ST-R4S | 3279.375 | 4 Digit | W48 X H48 X L95mm | 100-240VAC( 24VAC/24-48VDC) | Thermocouple [K(CA), J(IC), R(PR), E(CR), T(CC), S(PR), N(NN), W(TT)], RTD (PT 100), Analog (1-5VDC, 0-10VDC, DC4-20mA) | SSR | Alarm1 + PV Transmission
109250160 | TZ4ST-R4C | 3279.375 | 4 Digit | W48 X H48 X L95mm | 100-240VAC( 24VAC/24-48VDC) | Thermocouple [K(CA), J(IC), R(PR), E(CR), T(CC), S(PR), N(NN), W(TT)], RTD (PT 100), Analog (1-5VDC, 0-10VDC, DC4-20mA) | Current(DC4-20mA) | Alarm1 + PV Transmission
109250170 | TZ4ST-14R | 3017.025 | 4 Digit | W48 X H48 X L95mm | 100-240VAC( 24VAC/24-48VDC) | Thermocouple [K(CA), J(IC), R(PR), E(CR), T(CC), S(PR), N(NN), W(TT)], RTD (PT 100), Analog (1-5VDC, 0-10VDC, DC4-20mA) | Relay | Alarm1 250VAC 1A(1a)
109250180 | TZ4ST-14S | 3017.025 | 4 Digit | W48 X H48 X L95mm | 100-240VAC( 24VAC/24-48VDC) | Thermocouple [K(CA), J(IC), R(PR), E(CR), T(CC), S(PR), N(NN), W(TT)], RTD (PT 100), Analog (1-5VDC, 0-10VDC, DC4-20mA) | SSR | Alarm1 250VAC 1A(1a)
109250190 | TZ4ST-14C | 3017.025 | 4 Digit | W48 X H48 X L95mm | 100-240VAC( 24VAC/24-48VDC) | Thermocouple [K(CA), J(IC), R(PR), E(CR), T(CC), S(PR), N(NN), W(TT)], RTD (PT 100), Analog (1-5VDC, 0-10VDC, DC4-20mA) | Current(DC4-20mA) | Alarm1 250VAC 1A(1a)
109250200 | TZ4ST-24R | 3279.375 | 4 Digit | W48 X H48 X L95mm | 100-240VAC( 24VAC/24-48VDC) | Thermocouple [K(CA), J(IC), R(PR), E(CR), T(CC), S(PR), N(NN), W(TT)], RTD (PT 100), Analog (1-5VDC, 0-10VDC, DC4-20mA) | Relay | Alarm1 + Alarm2
109250210 | TZ4ST-24S | 3279.375 | 4 Digit | W48 X H48 X L95mm | 100-240VAC( 24VAC/24-48VDC) | Thermocouple [K(CA), J(IC), R(PR), E(CR), T(CC), S(PR), N(NN), W(TT)], RTD (PT 100), Analog (1-5VDC, 0-10VDC, DC4-20mA) | SSR | Alarm1 + Alarm2
109250220 | TZ4ST-24C | 3279.375 | 4 Digit | W48 X H48 X L95mm | 100-240VAC( 24VAC/24-48VDC) | Thermocouple [K(CA), J(IC), R(PR), E(CR), T(CC), S(PR), N(NN), W(TT)], RTD (PT 100), Analog (1-5VDC, 0-10VDC, DC4-20mA) | Current(DC4-20mA) | Alarm1 + Alarm2
109250310 | TZ4ST-12R | 3017.025 | 4 Digit | W48 X H48 X L95mm | 24VAC/24-48VDC | Thermocouple [K(CA), J(IC), R(PR), E(CR), T(CC), S(PR), N(NN), W(TT)], RTD (PT 100), Analog (1-5VDC, 0-10VDC, DC4-20mA) | Relay | Alarm1 250VAC 1A(1a)
109250320 | TZ4ST-12S | 3017.025 | 4 Digit | W48 X H48 X L95mm | 24VAC/24-48VDC | Thermocouple [K(CA), J(IC), R(PR), E(CR), T(CC), S(PR), N(NN), W(TT)], RTD (PT 100), Analog (1-5VDC, 0-10VDC, DC4-20mA) | SSR | Alarm1 250VAC 1A(1a)
109250330 | TZ4ST-12C | 3017.025 | 4 Digit | W48 X H48 X L95mm | 24VAC/24-48VDC | Thermocouple [K(CA), J(IC), R(PR), E(CR), T(CC), S(PR), N(NN), W(TT)], RTD (PT 100), Analog (1-5VDC, 0-10VDC, DC4-20mA) | Current(DC4-20mA) | Alarm1 250VAC 1A(1a)
109250340 | TZ4ST-22R | 3279.375 | 4 Digit | W48 X H48 X L95mm | 24VAC/24-48VDC | Thermocouple [K(CA), J(IC), R(PR), E(CR), T(CC), S(PR), N(NN), W(TT)], RTD (PT 100), Analog (1-5VDC, 0-10VDC, DC4-20mA) | Relay | Alarm1 + Alarm2
109250350 | TZ4ST-22S | 3279.375 | 4 Digit | W48 X H48 X L95mm | 24VAC/24-48VDC | Thermocouple [K(CA), J(IC), R(PR), E(CR), T(CC), S(PR), N(NN), W(TT)], RTD (PT 100), Analog (1-5VDC, 0-10VDC, DC4-20mA) | SSR | Alarm1 + Alarm2
109250360 | TZ4ST-22C | 3279.375 | 4 Digit | W48 X H48 X L95mm | 24VAC/24-48VDC | Thermocouple [K(CA), J(IC), R(PR), E(CR), T(CC), S(PR), N(NN), W(TT)], RTD (PT 100), Analog (1-5VDC, 0-10VDC, DC4-20mA) | Current(DC4-20mA) | Alarm1 + Alarm2
109250370 | TZ4ST-R2R | 3279.375 | 4 Digit | W48 X H48 X L95mm | 24VAC/24-48VDC | Thermocouple [K(CA), J(IC), R(PR), E(CR), T(CC), S(PR), N(NN), W(TT)], RTD (PT 100), Analog (1-5VDC, 0-10VDC, DC4-20mA) | Relay | Alarm1 + PV Transmission
109250380 | TZ4ST-R2S | 3279.375 | 4 Digit | W48 X H48 X L95mm | 24VAC/24-48VDC | Thermocouple [K(CA), J(IC), R(PR), E(CR), T(CC), S(PR), N(NN), W(TT)], RTD (PT 100), Analog (1-5VDC, 0-10VDC, DC4-20mA) | SSR | Alarm1 + PV Transmission
109250390 | TZ4ST-R2C | 3279.375 | 4 Digit | W48 X H48 X L95mm | 24VAC/24-48VDC | Thermocouple [K(CA), J(IC), R(PR), E(CR), T(CC), S(PR), N(NN), W(TT)], RTD (PT 100), Analog (1-5VDC, 0-10VDC, DC4-20mA) | Current(DC4-20mA) | Alarm1 + PV Transmission
109260250 | TZ4M-B4R | 4132.0125 | 4 Digit | W72 X H72 X L100mm | 100-240VAC 50/60Hz | Thermocouple [K(CA), J(IC), R(PR), E(CR), T(CC), S(PR), N(NN), W(TT)], RTD (PT 100), Analog (1-5VDC, 0-10VDC, DC4-20mA) | Relay | Alarm1 + Alarm2 + RS485
109260260 | TZ4M-B4S | 4132.0125 | 4 Digit | W72 X H72 X L100mm | 100-240VAC 50/60Hz | Thermocouple [K(CA), J(IC), R(PR), E(CR), T(CC), S(PR), N(NN), W(TT)], RTD (PT 100), Analog (1-5VDC, 0-10VDC, DC4-20mA) | SSR | Alarm1 + Alarm2 + RS485
109260270 | TZ4M-B4C | 4132.0125 | 4 Digit | W72 X H72 X L100mm | 100-240VAC 50/60Hz | Thermocouple [K(CA), J(IC), R(PR), E(CR), T(CC), S(PR), N(NN), W(TT)], RTD (PT 100), Analog (1-5VDC, 0-10VDC, DC4-20mA) | Current(DC4-20mA) | Alarm1 + Alarm2 + RS485
109260280 | TZ4M-14R | 3672.9 | 4 Digit | W72 X H72 X L100mm | 100-240VAC 50/60Hz | Thermocouple [K(CA), J(IC), R(PR), E(CR), T(CC), S(PR), N(NN), W(TT)], RTD (PT 100), Analog (1-5VDC, 0-10VDC, DC4-20mA) | Relay | Alarm1 250VAC 1A(1a)
109260290 | TZ4M-14S | 3672.9 | 4 Digit | W72 X H72 X L100mm | 100-240VAC 50/60Hz | Thermocouple [K(CA), J(IC), R(PR), E(CR), T(CC), S(PR), N(NN), W(TT)], RTD (PT 100), Analog (1-5VDC, 0-10VDC, DC4-20mA) | SSR | Alarm1 250VAC 1A(1a)
109260300 | TZ4M-14C | 3672.9 | 4 Digit | W72 X H72 X L100mm | 100-240VAC 50/60Hz | Thermocouple [K(CA), J(IC), R(PR), E(CR), T(CC), S(PR), N(NN), W(TT)], RTD (PT 100), Analog (1-5VDC, 0-10VDC, DC4-20mA) | Current(DC4-20mA) | Alarm1 250VAC 1A(1a)
109260310 | TZ4M-24R | 3738.4875 | 4 Digit | W72 X H72 X L100mm | 100-240VAC 50/60Hz | Thermocouple [K(CA), J(IC), R(PR), E(CR), T(CC), S(PR), N(NN), W(TT)], RTD (PT 100), Analog (1-5VDC, 0-10VDC, DC4-20mA) | Relay | Alarm1 + Alarm2
109260320 | TZ4M-24S | 3738.4875 | 4 Digit | W72 X H72 X L100mm | 100-240VAC 50/60Hz | Thermocouple [K(CA), J(IC), R(PR), E(CR), T(CC), S(PR), N(NN), W(TT)], RTD (PT 100), Analog (1-5VDC, 0-10VDC, DC4-20mA) | SSR | Alarm1 + Alarm2
109260330 | TZ4M-24C | 3738.4875 | 4 Digit | W72 X H72 X L100mm | 100-240VAC 50/60Hz | Thermocouple [K(CA), J(IC), R(PR), E(CR), T(CC), S(PR), N(NN), W(TT)], RTD (PT 100), Analog (1-5VDC, 0-10VDC, DC4-20mA) | Current(DC4-20mA) | Alarm1 + Alarm2
109260340 | TZ4M-R4R | 3738.4875 | 4 Digit | W72 X H72 X L100mm | 100-240VAC 50/60Hz | Thermocouple [K(CA), J(IC), R(PR), E(CR), T(CC), S(PR), N(NN), W(TT)], RTD (PT 100), Analog (1-5VDC, 0-10VDC, DC4-20mA) | Relay | Alarm1 + PV Transmission
109260350 | TZ4M-R4S | 3738.4875 | 4 Digit | W72 X H72 X L100mm | 100-240VAC 50/60Hz | Thermocouple [K(CA), J(IC), R(PR), E(CR), T(CC), S(PR), N(NN), W(TT)], RTD (PT 100), Analog (1-5VDC, 0-10VDC, DC4-20mA) | SSR | Alarm1 + PV Transmission
109260360 | TZ4M-R4C | 3738.4875 | 4 Digit | W72 X H72 X L100mm | 100-240VAC 50/60Hz | Thermocouple [K(CA), J(IC), R(PR), E(CR), T(CC), S(PR), N(NN), W(TT)], RTD (PT 100), Analog (1-5VDC, 0-10VDC, DC4-20mA) | Current(DC4-20mA) | Alarm1 + PV Transmission
109260370 | TZ4M-T4R | 3935.25 | 4 Digit | W72 X H72 X L100mm | 100-240VAC 50/60Hz | Thermocouple [K(CA), J(IC), R(PR), E(CR), T(CC), S(PR), N(NN), W(TT)], RTD (PT 100), Analog (1-5VDC, 0-10VDC, DC4-20mA) | Relay | Alarm1 + RS485
109260380 | TZ4M-T4S | 3935.25 | 4 Digit | W72 X H72 X L100mm | 100-240VAC 50/60Hz | Thermocouple [K(CA), J(IC), R(PR), E(CR), T(CC), S(PR), N(NN), W(TT)], RTD (PT 100), Analog (1-5VDC, 0-10VDC, DC4-20mA) | SSR | Alarm1 + RS485
109260390 | TZ4M-T4C | 3935.25 | 4 Digit | W72 X H72 X L100mm | 100-240VAC 50/60Hz | Thermocouple [K(CA), J(IC), R(PR), E(CR), T(CC), S(PR), N(NN), W(TT)], RTD (PT 100), Analog (1-5VDC, 0-10VDC, DC4-20mA) | Current(DC4-20mA) | Alarm1 + RS485
109260400 | TZ4M-A4R | 3935.25 | 4 Digit | W72 X H72 X L100mm | 100-240VAC 50/60Hz | Thermocouple [K(CA), J(IC), R(PR), E(CR), T(CC), S(PR), N(NN), W(TT)], RTD (PT 100), Analog (1-5VDC, 0-10VDC, DC4-20mA) | Relay | Alarm1 + Alarm2 + PV Transmission
109260410 | TZ4M-A4S | 3935.25 | 4 Digit | W72 X H72 X L100mm | 100-240VAC 50/60Hz | Thermocouple [K(CA), J(IC), R(PR), E(CR), T(CC), S(PR), N(NN), W(TT)], RTD (PT 100), Analog (1-5VDC, 0-10VDC, DC4-20mA) | SSR | Alarm1 + Alarm2 + PV Transmission
109260420 | TZ4M-A4C | 3935.25 | 4 Digit | W72 X H72 X L100mm | 100-240VAC 50/60Hz | Thermocouple [K(CA), J(IC), R(PR), E(CR), T(CC), S(PR), N(NN), W(TT)], RTD (PT 100), Analog (1-5VDC, 0-10VDC, DC4-20mA) | Current(DC4-20mA) | Alarm1 + Alarm2 + PV Transmission
109270250 | TZ4H-B4R | 4132.0125 | 4 Digit | W48 X H96 X L100mm | 100-240VAC 50/60Hz | Thermocouple [K(CA), J(IC), R(PR), E(CR), T(CC), S(PR), N(NN), W(TT)], RTD (PT 100), Analog (1-5VDC, 0-10VDC, DC4-20mA) | Relay | Alarm1 + Alarm2 + RS485
109270260 | TZ4H-B4S | 4132.0125 | 4 Digit | W48 X H96 X L100mm | 100-240VAC 50/60Hz | Thermocouple [K(CA), J(IC), R(PR), E(CR), T(CC), S(PR), N(NN), W(TT)], RTD (PT 100), Analog (1-5VDC, 0-10VDC, DC4-20mA) | SSR | Alarm1 + Alarm2 + RS485
109270270 | TZ4H-B4C | 4132.0125 | 4 Digit | W48 X H96 X L100mm | 100-240VAC 50/60Hz | Thermocouple [K(CA), J(IC), R(PR), E(CR), T(CC), S(PR), N(NN), W(TT)], RTD (PT 100), Analog (1-5VDC, 0-10VDC, DC4-20mA) | Current(DC4-20mA) | Alarm1 + Alarm2 + RS485
109270280 | TZ4H-14R | 3672.9 | 4 Digit | W48 X H96 X L100mm | 100-240VAC 50/60Hz | Thermocouple [K(CA), J(IC), R(PR), E(CR), T(CC), S(PR), N(NN), W(TT)], RTD (PT 100), Analog (1-5VDC, 0-10VDC, DC4-20mA) | Relay | Alarm1 250VAC 1A(1a)
109270290 | TZ4H-14S | 3672.9 | 4 Digit | W48 X H96 X L100mm | 100-240VAC 50/60Hz | Thermocouple [K(CA), J(IC), R(PR), E(CR), T(CC), S(PR), N(NN), W(TT)], RTD (PT 100), Analog (1-5VDC, 0-10VDC, DC4-20mA) | SSR | Alarm1 250VAC 1A(1a)
109270300 | TZ4H-14C | 3672.9 | 4 Digit | W48 X H96 X L100mm | 100-240VAC 50/60Hz | Thermocouple [K(CA), J(IC), R(PR), E(CR), T(CC), S(PR), N(NN), W(TT)], RTD (PT 100), Analog (1-5VDC, 0-10VDC, DC4-20mA) | output | Alarm1 250VAC 1A(1a)
109270310 | TZ4H-24R | 3804.075 | 4 Digit | W48 X H96 X L100mm | 100-240VAC 50/60Hz | Thermocouple [K(CA), J(IC), R(PR), E(CR), T(CC), S(PR), N(NN), W(TT)], RTD (PT 100), Analog (1-5VDC, 0-10VDC, DC4-20mA) | Relay | Alarm1 + Alarm2
109270320 | TZ4H-24S | 3804.075 | 4 Digit | W48 X H96 X L100mm | 100-240VAC 50/60Hz | Thermocouple [K(CA), J(IC), R(PR), E(CR), T(CC), S(PR), N(NN), W(TT)], RTD (PT 100), Analog (1-5VDC, 0-10VDC, DC4-20mA) | SSR | Alarm1 + Alarm2
109270330 | TZ4H-24C | 3804.075 | 4 Digit | W48 X H96 X L100mm | 100-240VAC 50/60Hz | Thermocouple [K(CA), J(IC), R(PR), E(CR), T(CC), S(PR), N(NN), W(TT)], RTD (PT 100), Analog (1-5VDC, 0-10VDC, DC4-20mA) | Current(DC4-20mA) | Alarm1 + Alarm2
109270340 | TZ4H-R4R | 3804.075 | 4 Digit | W48 X H96 X L100mm | 100-240VAC 50/60Hz | Thermocouple [K(CA), J(IC), R(PR), E(CR), T(CC), S(PR), N(NN), W(TT)], RTD (PT 100), Analog (1-5VDC, 0-10VDC, DC4-20mA) | Relay | Alarm1 + PV Transmission
109270350 | TZ4H-R4S | 3804.075 | 4 Digit | W48 X H96 X L100mm | 100-240VAC 50/60Hz | Thermocouple [K(CA), J(IC), R(PR), E(CR), T(CC), S(PR), N(NN), W(TT)], RTD (PT 100), Analog (1-5VDC, 0-10VDC, DC4-20mA) | SSR | Alarm1 + PV Transmission
109270360 | TZ4H-R4C | 3804.075 | 4 Digit | W48 X H96 X L100mm | 100-240VAC 50/60Hz | Thermocouple [K(CA), J(IC), R(PR), E(CR), T(CC), S(PR), N(NN), W(TT)], RTD (PT 100), Analog (1-5VDC, 0-10VDC, DC4-20mA) | Current(DC4-20mA) | Alarm1 + PV Transmission
109270370 | TZ4H-T4R | 3935.25 | 4 Digit | W48 X H96 X L100mm | 100-240VAC 50/60Hz | Thermocouple [K(CA), J(IC), R(PR), E(CR), T(CC), S(PR), N(NN), W(TT)], RTD (PT 100), Analog (1-5VDC, 0-10VDC, DC4-20mA) | Relay | Alarm1 + RS485
109270380 | TZ4H-T4S | 3935.25 | 4 Digit | W48 X H96 X L100mm | 100-240VAC 50/60Hz | Thermocouple [K(CA), J(IC), R(PR), E(CR), T(CC), S(PR), N(NN), W(TT)], RTD (PT 100), Analog (1-5VDC, 0-10VDC, DC4-20mA) | SSR | Alarm1 + RS485
109270390 | TZ4H-T4C | 3935.25 | 4 Digit | W48 X H96 X L100mm | 100-240VAC 50/60Hz | Thermocouple [K(CA), J(IC), R(PR), E(CR), T(CC), S(PR), N(NN), W(TT)], RTD (PT 100), Analog (1-5VDC, 0-10VDC, DC4-20mA) | Current(DC4-20mA) | Alarm1 + RS485
109270400 | TZ4H-A4R | 3935.25 | 4 Digit | W48 X H96 X L100mm | 100-240VAC 50/60Hz | Thermocouple [K(CA), J(IC), R(PR), E(CR), T(CC), S(PR), N(NN), W(TT)], RTD (PT 100), Analog (1-5VDC, 0-10VDC, DC4-20mA) | Relay | Alarm1 + Alarm2 + PV Transmission
109270410 | TZ4H-A4S | 3935.25 | 4 Digit | W48 X H96 X L100mm | 100-240VAC 50/60Hz | Thermocouple [K(CA), J(IC), R(PR), E(CR), T(CC), S(PR), N(NN), W(TT)], RTD (PT 100), Analog (1-5VDC, 0-10VDC, DC4-20mA) | SSR | Alarm1 + Alarm2 + PV Transmission
109270420 | TZ4H-A4C | 3935.25 | 4 Digit | W48 X H96 X L100mm | 100-240VAC 50/60Hz | Thermocouple [K(CA), J(IC), R(PR), E(CR), T(CC), S(PR), N(NN), W(TT)], RTD (PT 100), Analog (1-5VDC, 0-10VDC, DC4-20mA) | Current(DC4-20mA) | Alarm1 + Alarm2 + PV Transmission
109270540 | TZ4H-22R | 3804.075 | 4 Digit | W48 X H96 X L100mm | 24VAC/24-48VDC | Thermocouple [K(CA), J(IC), R(PR), E(CR), T(CC), S(PR), N(NN), W(TT)], RTD (PT 100), Analog (1-5VDC, 0-10VDC, DC4-20mA) | Relay | Alarm1 + Alarm2
109280250 | TZ4L-B4R | 4328.775 | 4 Digit | W96 X H96 X L100mm | 100-240VAC 50/60Hz | Thermocouple [K(CA), J(IC), R(PR), E(CR), T(CC), S(PR), N(NN), W(TT)], RTD (PT 100), Analog (1-5VDC, 0-10VDC, DC4-20mA) | Relay | Alarm1 + Alarm2 + RS485
109280260 | TZ4L-B4S | 4328.775 | 4 Digit | W96 X H96 X L100mm | 100-240VAC 50/60Hz | Thermocouple [K(CA), J(IC), R(PR), E(CR), T(CC), S(PR), N(NN), W(TT)], RTD (PT 100), Analog (1-5VDC, 0-10VDC, DC4-20mA) | SSR | Alarm1 + Alarm2 + RS485
109280270 | TZ4L-B4C | 4328.775 | 4 Digit | W96 X H96 X L100mm | 100-240VAC 50/60Hz | Thermocouple [K(CA), J(IC), R(PR), E(CR), T(CC), S(PR), N(NN), W(TT)], RTD (PT 100), Analog (1-5VDC, 0-10VDC, DC4-20mA) | Current(DC4-20mA) | Alarm1 + Alarm2 + RS485
109280280 | TZ4L-14R | 3804.075 | 4 Digit | W96 X H96 X L100mm | 100-240VAC 50/60Hz | Thermocouple [K(CA), J(IC), R(PR), E(CR), T(CC), S(PR), N(NN), W(TT)], RTD (PT 100), Analog (1-5VDC, 0-10VDC, DC4-20mA) | Relay | Alarm1 250VAC 1A(1a)
109280290 | TZ4L-14S | 3804.075 | 4 Digit | W96 X H96 X L100mm | 100-240VAC 50/60Hz | Thermocouple [K(CA), J(IC), R(PR), E(CR), T(CC), S(PR), N(NN), W(TT)], RTD (PT 100), Analog (1-5VDC, 0-10VDC, DC4-20mA) | SSR | Alarm1 250VAC 1A(1a)
109280300 | TZ4L-14C | 3804.075 | 4 Digit | W96 X H96 X L100mm | 100-240VAC 50/60Hz | Thermocouple [K(CA), J(IC), R(PR), E(CR), T(CC), S(PR), N(NN), W(TT)], RTD (PT 100), Analog (1-5VDC, 0-10VDC, DC4-20mA) | Current(DC4-20mA) | Alarm1 250VAC 1A(1a)
109280310 | TZ4L-24R | 4000.8375 | 4 Digit | W96 X H96 X L100mm | 100-240VAC 50/60Hz | Thermocouple [K(CA), J(IC), R(PR), E(CR), T(CC), S(PR), N(NN), W(TT)], RTD (PT 100), Analog (1-5VDC, 0-10VDC, DC4-20mA) | Relay | Alarm1 + Alarm2
109280320 | TZ4L-24S | 4000.8375 | 4 Digit | W96 X H96 X L100mm | 100-240VAC 50/60Hz | Thermocouple [K(CA), J(IC), R(PR), E(CR), T(CC), S(PR), N(NN), W(TT)], RTD (PT 100), Analog (1-5VDC, 0-10VDC, DC4-20mA) | SSR | Alarm1 + Alarm2
109280330 | TZ4L-24C | 4000.8375 | 4 Digit | W96 X H96 X L100mm | 100-240VAC 50/60Hz | Thermocouple [K(CA), J(IC), R(PR), E(CR), T(CC), S(PR), N(NN), W(TT)], RTD (PT 100), Analog (1-5VDC, 0-10VDC, DC4-20mA) | Current(DC4-20mA) | Alarm1 + Alarm2
109280340 | TZ4L-R4R | 4000.8375 | 4 Digit | W96 X H96 X L100mm | 100-240VAC 50/60Hz | Thermocouple [K(CA), J(IC), R(PR), E(CR), T(CC), S(PR), N(NN), W(TT)], RTD (PT 100), Analog (1-5VDC, 0-10VDC, DC4-20mA) | Relay | Alarm1 + PV Transmission
109280350 | TZ4L-R4S | 4000.8375 | 4 Digit | W96 X H96 X L100mm | 100-240VAC 50/60Hz | Thermocouple [K(CA), J(IC), R(PR), E(CR), T(CC), S(PR), N(NN), W(TT)], RTD (PT 100), Analog (1-5VDC, 0-10VDC, DC4-20mA) | SSR | Alarm1 + PV Transmission
109280360 | TZ4L-R4C | 4000.8375 | 4 Digit | W96 X H96 X L100mm | 100-240VAC 50/60Hz | Thermocouple [K(CA), J(IC), R(PR), E(CR), T(CC), S(PR), N(NN), W(TT)], RTD (PT 100), Analog (1-5VDC, 0-10VDC, DC4-20mA) | Current(DC4-20mA) | Alarm1 + PV Transmission
109280370 | TZ4L-T4R | 4132.0125 | 4 Digit | W96 X H96 X L100mm | 100-240VAC 50/60Hz | Thermocouple [K(CA), J(IC), R(PR), E(CR), T(CC), S(PR), N(NN), W(TT)], RTD (PT 100), Analog (1-5VDC, 0-10VDC, DC4-20mA) | Relay | Alarm1 + RS485
109280380 | TZ4L-T4S | 4132.0125 | 4 Digit | W96 X H96 X L100mm | 100-240VAC 50/60Hz | Thermocouple [K(CA), J(IC), R(PR), E(CR), T(CC), S(PR), N(NN), W(TT)], RTD (PT 100), Analog (1-5VDC, 0-10VDC, DC4-20mA) | SSR | Alarm1 + RS485
109280390 | TZ4L-T4C | 4132.0125 | 4 Digit | W96 X H96 X L100mm | 100-240VAC 50/60Hz | Thermocouple [K(CA), J(IC), R(PR), E(CR), T(CC), S(PR), N(NN), W(TT)], RTD (PT 100), Analog (1-5VDC, 0-10VDC, DC4-20mA) | Current(DC4-20mA) | Alarm1 + RS485
109280400 | TZ4L-A4R | 4132.0125 | 4 Digit | W96 X H96 X L100mm | 100-240VAC 50/60Hz | Thermocouple [K(CA), J(IC), R(PR), E(CR), T(CC), S(PR), N(NN), W(TT)], RTD (PT 100), Analog (1-5VDC, 0-10VDC, DC4-20mA) | Relay | Alarm1 + Alarm2 + PV Transmission
109280410 | TZ4L-A4S | 4132.0125 | 4 Digit | W96 X H96 X L100mm | 100-240VAC 50/60Hz | Thermocouple [K(CA), J(IC), R(PR), E(CR), T(CC), S(PR), N(NN), W(TT)], RTD (PT 100), Analog (1-5VDC, 0-10VDC, DC4-20mA) | SSR | Alarm1 + Alarm2 + PV Transmission
109280420 | TZ4L-A4C | 4132.0125 | 4 Digit | W96 X H96 X L100mm | 100-240VAC 50/60Hz | Thermocouple [K(CA), J(IC), R(PR), E(CR), T(CC), S(PR), N(NN), W(TT)], RTD (PT 100), Analog (1-5VDC, 0-10VDC, DC4-20mA) | Current(DC4-20mA) | Alarm1 + Alarm2 + PV Transmission
109282010 | TZ4L-12R | 3804.075 | 4 Digit | W96 X H96 X L100mm | 24VAC/24-48VDC | Thermocouple [K(CA), J(IC), R(PR), E(CR), T(CC), S(PR), N(NN), W(TT)], RTD (PT 100), Analog (1-5VDC, 0-10VDC, DC4-20mA) | Relay | Alarm1 250VAC 1A(1a)
109282020 | TZ4L-12S | 3804.075 | 4 Digit | W96 X H96 X L100mm | 24VAC/24-48VDC | Thermocouple [K(CA), J(IC), R(PR), E(CR), T(CC), S(PR), N(NN), W(TT)], RTD (PT 100), Analog (1-5VDC, 0-10VDC, DC4-20mA) | SSR | Alarm1 250VAC 1A(1a)
109282030 | TZ4L-12C | 3804.075 | 4 Digit | W96 X H96 X L100mm | 24VAC/24-48VDC | Thermocouple [K(CA), J(IC), R(PR), E(CR), T(CC), S(PR), N(NN), W(TT)], RTD (PT 100), Analog (1-5VDC, 0-10VDC, DC4-20mA) | Current(DC4-20mA) | Alarm1 250VAC 1A(1a)
109282040 | TZ4L-22R | 4000.8375 | 4 Digit | W96 X H96 X L100mm | 24VAC/24-48VDC | Thermocouple [K(CA), J(IC), R(PR), E(CR), T(CC), S(PR), N(NN), W(TT)], RTD (PT 100), Analog (1-5VDC, 0-10VDC, DC4-20mA) | Relay | Alarm1 + Alarm2
109282050 | TZ4L-22S | 4000.8375 | 4 Digit | W96 X H96 X L100mm | 24VAC/24-48VDC | Thermocouple [K(CA), J(IC), R(PR), E(CR), T(CC), S(PR), N(NN), W(TT)], RTD (PT 100), Analog (1-5VDC, 0-10VDC, DC4-20mA) | SSR | Alarm1 + Alarm2
109282060 | TZ4L-22C | 4000.8375 | 4 Digit | W96 X H96 X L100mm | 24VAC/24-48VDC | Thermocouple [K(CA), J(IC), R(PR), E(CR), T(CC), S(PR), N(NN), W(TT)], RTD (PT 100), Analog (1-5VDC, 0-10VDC, DC4-20mA) | Current(DC4-20mA) | Alarm1 + Alarm2
109282070 | TZ4L-R2R | 4000.8375 | 4 Digit | W96 X H96 X L100mm | 24VAC/24-48VDC | Thermocouple [K(CA), J(IC), R(PR), E(CR), T(CC), S(PR), N(NN), W(TT)], RTD (PT 100), Analog (1-5VDC, 0-10VDC, DC4-20mA) | Relay | Alarm1 + PV Transmission
109282080 | TZ4L-R2S | 4000.8375 | 4 Digit | W96 X H96 X L100mm | 24VAC/24-48VDC | Thermocouple [K(CA), J(IC), R(PR), E(CR), T(CC), S(PR), N(NN), W(TT)], RTD (PT 100), Analog (1-5VDC, 0-10VDC, DC4-20mA) | SSR | Alarm1 + PV Transmission
109282090 | TZ4L-R2C | 4000.8375 | 4 Digit | W96 X H96 X L100mm | 24VAC/24-48VDC | Thermocouple [K(CA), J(IC), R(PR), E(CR), T(CC), S(PR), N(NN), W(TT)], RTD (PT 100), Analog (1-5VDC, 0-10VDC, DC4-20mA) | Current(DC4-20mA) | Alarm1 + PV Transmission
109282100 | TZ4L-T2R | 4132.0125 | 4 Digit | W96 X H96 X L100mm | 24VAC/24-48VDC | Thermocouple [K(CA), J(IC), R(PR), E(CR), T(CC), S(PR), N(NN), W(TT)], RTD (PT 100), Analog (1-5VDC, 0-10VDC, DC4-20mA) | Relay | Alarm1 + RS485
109282110 | TZ4L-T2S | 4132.0125 | 4 Digit | W96 X H96 X L100mm | 24VAC/24-48VDC | Thermocouple [K(CA), J(IC), R(PR), E(CR), T(CC), S(PR), N(NN), W(TT)], RTD (PT 100), Analog (1-5VDC, 0-10VDC, DC4-20mA) | SSR | Alarm1 + RS485
109282120 | TZ4L-T2C | 4132.0125 | 4 Digit | W96 X H96 X L100mm | 24VAC/24-48VDC | Thermocouple [K(CA), J(IC), R(PR), E(CR), T(CC), S(PR), N(NN), W(TT)], RTD (PT 100), Analog (1-5VDC, 0-10VDC, DC4-20mA) | Current(DC4-20mA) | Alarm1 + RS485
109282130 | TZ4L-A2R | 4132.0125 | 4 Digit | W96 X H96 X L100mm | 24VAC/24-48VDC | Thermocouple [K(CA), J(IC), R(PR), E(CR), T(CC), S(PR), N(NN), W(TT)], RTD (PT 100), Analog (1-5VDC, 0-10VDC, DC4-20mA) | Relay | Alarm1 + Alarm2 + PV Transmission
109282140 | TZ4L-A2S | 4132.0125 | 4 Digit | W96 X H96 X L100mm | 24VAC/24-48VDC | Thermocouple [K(CA), J(IC), R(PR), E(CR), T(CC), S(PR), N(NN), W(TT)], RTD (PT 100), Analog (1-5VDC, 0-10VDC, DC4-20mA) | SSR | Alarm1 + Alarm2 + PV Transmission
109282150 | TZ4L-A2C | 4132.0125 | 4 Digit | W96 X H96 X L100mm | 24VAC/24-48VDC | Thermocouple [K(CA), J(IC), R(PR), E(CR), T(CC), S(PR), N(NN), W(TT)], RTD (PT 100), Analog (1-5VDC, 0-10VDC, DC4-20mA) | Current(DC4-20mA) | Alarm1 + Alarm2 + PV Transmission
109282160 | TZ4L-B2R | 4328.775 | 4 Digit | W96 X H96 X L100mm | 24VAC/24-48VDC | Thermocouple [K(CA), J(IC), R(PR), E(CR), T(CC), S(PR), N(NN), W(TT)], RTD (PT 100), Analog (1-5VDC, 0-10VDC, DC4-20mA) | Relay | Alarm1 + Alarm2 + RS485
109282170 | TZ4L-B2S | 4328.775 | 4 Digit | W96 X H96 X L100mm | 24VAC/24-48VDC | Thermocouple [K(CA), J(IC), R(PR), E(CR), T(CC), S(PR), N(NN), W(TT)], RTD (PT 100), Analog (1-5VDC, 0-10VDC, DC4-20mA) | SSR | Alarm1 + Alarm2 + RS485
109282180 | TZ4L-B2C | 4328.775 | 4 Digit | W96 X H96 X L100mm | 24VAC/24-48VDC | Thermocouple [K(CA), J(IC), R(PR), E(CR), T(CC), S(PR), N(NN), W(TT)], RTD (PT 100), Analog (1-5VDC, 0-10VDC, DC4-20mA) | Current(DC4-20mA) | Alarm1 + Alarm2 + RS485
109290260 | TZ4W-B4R | 4132.0125 | 4 Digit | W96 X H48 X L100mm | 100-240VAC 50/60Hz | Thermocouple [K(CA), J(IC), R(PR), E(CR), T(CC), S(PR), N(NN), W(TT)], RTD (PT 100), Analog (1-5VDC, 0-10VDC, DC4-20mA) | Relay | Alarm1 + Alarm2 + RS485
109290270 | TZ4W-B4S | 4132.0125 | 4 Digit | W96 X H48 X L100mm | 100-240VAC 50/60Hz | Thermocouple [K(CA), J(IC), R(PR), E(CR), T(CC), S(PR), N(NN), W(TT)], RTD (PT 100), Analog (1-5VDC, 0-10VDC, DC4-20mA) | SSR | Alarm1 + Alarm2 + RS485
109290280 | TZ4W-B4C | 4132.0125 | 4 Digit | W96 X H48 X L100mm | 100-240VAC 50/60Hz | Thermocouple [K(CA), J(IC), R(PR), E(CR), T(CC), S(PR), N(NN), W(TT)], RTD (PT 100), Analog (1-5VDC, 0-10VDC, DC4-20mA) | Current(DC4-20mA) | Alarm1 + Alarm2 + RS485
109290290 | TZ4W-14R | 3672.9 | 4 Digit | W96 X H48 X L100mm | 100-240VAC 50/60Hz | Thermocouple [K(CA), J(IC), R(PR), E(CR), T(CC), S(PR), N(NN), W(TT)], RTD (PT 100), Analog (1-5VDC, 0-10VDC, DC4-20mA) | Relay | Alarm1 250VAC 1A(1a)
109290300 | TZ4W-14S | 3672.9 | 4 Digit | W96 X H48 X L100mm | 100-240VAC 50/60Hz | Thermocouple [K(CA), J(IC), R(PR), E(CR), T(CC), S(PR), N(NN), W(TT)], RTD (PT 100), Analog (1-5VDC, 0-10VDC, DC4-20mA) | SSR | Alarm1 250VAC 1A(1a)
109290310 | TZ4W-14C | 3672.9 | 4 Digit | W96 X H48 X L100mm | 100-240VAC 50/60Hz | Thermocouple [K(CA), J(IC), R(PR), E(CR), T(CC), S(PR), N(NN), W(TT)], RTD (PT 100), Analog (1-5VDC, 0-10VDC, DC4-20mA) | Current(DC4-20mA) | Alarm1 250VAC 1A(1a)
109290320 | TZ4W-24R | 3804.075 | 4 Digit | W96 X H48 X L100mm | 100-240VAC 50/60Hz | Thermocouple [K(CA), J(IC), R(PR), E(CR), T(CC), S(PR), N(NN), W(TT)], RTD (PT 100), Analog (1-5VDC, 0-10VDC, DC4-20mA) | Relay | Alarm1 + Alarm2
109290330 | TZ4W-24S | 3804.075 | 4 Digit | W96 X H48 X L100mm | 100-240VAC 50/60Hz | Thermocouple [K(CA), J(IC), R(PR), E(CR), T(CC), S(PR), N(NN), W(TT)], RTD (PT 100), Analog (1-5VDC, 0-10VDC, DC4-20mA) | SSR | Alarm1 + Alarm2
109290340 | TZ4W-24C | 3804.075 | 4 Digit | W96 X H48 X L100mm | 100-240VAC 50/60Hz | Thermocouple [K(CA), J(IC), R(PR), E(CR), T(CC), S(PR), N(NN), W(TT)], RTD (PT 100), Analog (1-5VDC, 0-10VDC, DC4-20mA) | Current(DC4-20mA) | Alarm1 + Alarm2
109290350 | TZ4W-R4R | 3804.075 | 4 Digit | W96 X H48 X L100mm | 100-240VAC 50/60Hz | Thermocouple [K(CA), J(IC), R(PR), E(CR), T(CC), S(PR), N(NN), W(TT)], RTD (PT 100), Analog (1-5VDC, 0-10VDC, DC4-20mA) | Relay | Alarm1 + PV Transmission
109290360 | TZ4W-R4S | 3804.075 | 4 Digit | W96 X H48 X L100mm | 100-240VAC 50/60Hz | Thermocouple [K(CA), J(IC), R(PR), E(CR), T(CC), S(PR), N(NN), W(TT)], RTD (PT 100), Analog (1-5VDC, 0-10VDC, DC4-20mA) | SSR | Alarm1 + PV Transmission
109290370 | TZ4W-R4C | 3804.075 | 4 Digit | W96 X H48 X L100mm | 100-240VAC 50/60Hz | Thermocouple [K(CA), J(IC), R(PR), E(CR), T(CC), S(PR), N(NN), W(TT)], RTD (PT 100), Analog (1-5VDC, 0-10VDC, DC4-20mA) | Current(DC4-20mA) | Alarm1 + PV Transmission
109290380 | TZ4W-T4R | 3935.25 | 4 Digit | W96 X H48 X L100mm | 100-240VAC 50/60Hz | Thermocouple [K(CA), J(IC), R(PR), E(CR), T(CC), S(PR), N(NN), W(TT)], RTD (PT 100), Analog (1-5VDC, 0-10VDC, DC4-20mA) | Relay | Alarm1 + RS485
109290390 | TZ4W-T4S | 3935.25 | 4 Digit | W96 X H48 X L100mm | 100-240VAC 50/60Hz | Thermocouple [K(CA), J(IC), R(PR), E(CR), T(CC), S(PR), N(NN), W(TT)], RTD (PT 100), Analog (1-5VDC, 0-10VDC, DC4-20mA) | SSR | Alarm1 + RS485
109290400 | TZ4W-T4C | 3935.25 | 4 Digit | W96 X H48 X L100mm | 100-240VAC 50/60Hz | Thermocouple [K(CA), J(IC), R(PR), E(CR), T(CC), S(PR), N(NN), W(TT)], RTD (PT 100), Analog (1-5VDC, 0-10VDC, DC4-20mA) | Current(DC4-20mA) | Alarm1 + RS485
109290410 | TZ4W-A4R | 3935.25 | 4 Digit | W96 X H48 X L100mm | 100-240VAC 50/60Hz | Thermocouple [K(CA), J(IC), R(PR), E(CR), T(CC), S(PR), N(NN), W(TT)], RTD (PT 100), Analog (1-5VDC, 0-10VDC, DC4-20mA) | Relay | Alarm1 + Alarm2 + PV Transmission
109290420 | TZ4W-A4S | 3935.25 | 4 Digit | W96 X H48 X L100mm | 100-240VAC 50/60Hz | Thermocouple [K(CA), J(IC), R(PR), E(CR), T(CC), S(PR), N(NN), W(TT)], RTD (PT 100), Analog (1-5VDC, 0-10VDC, DC4-20mA) | SSR | Alarm1 + Alarm2 + PV Transmission
109290430 | TZ4W-A4C | 3935.25 | 4 Digit | W96 X H48 X L100mm | 100-240VAC 50/60Hz | Thermocouple [K(CA), J(IC), R(PR), E(CR), T(CC), S(PR), N(NN), W(TT)], RTD (PT 100), Analog (1-5VDC, 0-10VDC, DC4-20mA) | Current(DC4-20mA) | Alarm1 + Alarm2 + PV Transmission
109360160 | TZN4S-14R | 3017.025 | 4 Digit | W48 X H48 X L90mm | 100-240VAC 50/60Hz | Thermocouple [K(CA), J(IC), R(PR), E(CR), T(CC), S(PR), N(NN), W(TT)], RTD (PT 100), Analog (1-5VDC, 0-10VDC, DC4-20mA) | Relay | Alarm1 250VAC 1A(1a) | 1
109360170 | TZN4S-14S | 3017.025 | 4 Digit | W48 X H48 X L90mm | 100-240VAC 50/60Hz | Thermocouple [K(CA), J(IC), R(PR), E(CR), T(CC), S(PR), N(NN), W(TT)], RTD (PT 100), Analog (1-5VDC, 0-10VDC, DC4-20mA) | SSR | Alarm1 250VAC 1A(1a) | 1
109360180 | TZN4S-14C | 3017.025 | 4 Digit | W48 X H48 X L90mm | 100-240VAC 50/60Hz | Thermocouple [K(CA), J(IC), R(PR), E(CR), T(CC), S(PR), N(NN), W(TT)], RTD (PT 100), Analog (1-5VDC, 0-10VDC, DC4-20mA) | Current(DC4-20mA) | Alarm1 250VAC 1A(1a) | 1
109370130 | TZN4M-B4R | 4132.0125 | 4 Digit | W72 X H72 X L85mm | 100-240VAC 50/60Hz | Thermocouple [K(CA), J(IC), R(PR), E(CR), T(CC), S(PR), N(NN), W(TT)], RTD (PT 100), Analog (1-5VDC, 0-10VDC, DC4-20mA) | Relay | Alarm1 + Alarm2 + RS485
109370140 | TZN4M-B4S | 4132.0125 | 4 Digit | W72 X H72 X L85mm | 100-240VAC 50/60Hz | Thermocouple [K(CA), J(IC), R(PR), E(CR), T(CC), S(PR), N(NN), W(TT)], RTD (PT 100), Analog (1-5VDC, 0-10VDC, DC4-20mA) | SSR | Alarm1 + Alarm2 + RS485
109370150 | TZN4M-B4C | 4132.0125 | 4 Digit | W72 X H72 X L85mm | 100-240VAC 50/60Hz | Thermocouple [K(CA), J(IC), R(PR), E(CR), T(CC), S(PR), N(NN), W(TT)], RTD (PT 100), Analog (1-5VDC, 0-10VDC, DC4-20mA) | Current(DC4-20mA) | Alarm1 + Alarm2 + RS485
109370160 | TZN4M-14R | 3541.725 | 4 Digit | W72 X H72 X L85mm | 100-240VAC 50/60Hz | Thermocouple [K(CA), J(IC), R(PR), E(CR), T(CC), S(PR), N(NN), W(TT)], RTD (PT 100), Analog (1-5VDC, 0-10VDC, DC4-20mA) | Relay | Alarm1 250VAC 1A(1a) | 1
109370170 | TZN4M-14S | 3541.725 | 4 Digit | W72 X H72 X L85mm | 100-240VAC 50/60Hz | Thermocouple [K(CA), J(IC), R(PR), E(CR), T(CC), S(PR), N(NN), W(TT)], RTD (PT 100), Analog (1-5VDC, 0-10VDC, DC4-20mA) | SSR | Alarm1 250VAC 1A(1a)
109370180 | TZN4M-14C | 3541.725 | 4 Digit | W72 X H72 X L85mm | 100-240VAC 50/60Hz | Thermocouple [K(CA), J(IC), R(PR), E(CR), T(CC), S(PR), N(NN), W(TT)], RTD (PT 100), Analog (1-5VDC, 0-10VDC, DC4-20mA) | Current(DC4-20mA) | Alarm1 250VAC 1A(1a)
109370190 | TZN4M-24R | 3738.4875 | 4 Digit | W72 X H72 X L85mm | 100-240VAC 50/60Hz | Thermocouple [K(CA), J(IC), R(PR), E(CR), T(CC), S(PR), N(NN), W(TT)], RTD (PT 100), Analog (1-5VDC, 0-10VDC, DC4-20mA) | Relay | Alarm1 + Alarm2
109370200 | TZN4M-24S | 3738.4875 | 4 Digit | W72 X H72 X L85mm | 100-240VAC 50/60Hz | Thermocouple [K(CA), J(IC), R(PR), E(CR), T(CC), S(PR), N(NN), W(TT)], RTD (PT 100), Analog (1-5VDC, 0-10VDC, DC4-20mA) | SSR | Alarm1 + Alarm2
109370210 | TZN4M-24C | 3738.4875 | 4 Digit | W72 X H72 X L85mm | 100-240VAC 50/60Hz | Thermocouple [K(CA), J(IC), R(PR), E(CR), T(CC), S(PR), N(NN), W(TT)], RTD (PT 100), Analog (1-5VDC, 0-10VDC, DC4-20mA) | Current(DC4-20mA) | Alarm1 + Alarm2
109370220 | TZN4M-R4R | 3738.4875 | 4 Digit | W72 X H72 X L85mm | 100-240VAC 50/60Hz | Thermocouple [K(CA), J(IC), R(PR), E(CR), T(CC), S(PR), N(NN), W(TT)], RTD (PT 100), Analog (1-5VDC, 0-10VDC, DC4-20mA) | Relay | Alarm1 + PV Transmission
109370230 | TZN4M-R4S | 3738.4875 | 4 Digit | W72 X H72 X L85mm | 100-240VAC 50/60Hz | Thermocouple [K(CA), J(IC), R(PR), E(CR), T(CC), S(PR), N(NN), W(TT)], RTD (PT 100), Analog (1-5VDC, 0-10VDC, DC4-20mA) | SSR | Alarm1 + PV Transmission
109370240 | TZN4M-R4C | 3738.4875 | 4 Digit | W72 X H72 X L85mm | 100-240VAC 50/60Hz | Thermocouple [K(CA), J(IC), R(PR), E(CR), T(CC), S(PR), N(NN), W(TT)], RTD (PT 100), Analog (1-5VDC, 0-10VDC, DC4-20mA) | Current(DC4-20mA) | Alarm1 + PV Transmission
109370250 | TZN4M-T4R | 3935.25 | 4 Digit | W72 X H72 X L85mm | 100-240VAC 50/60Hz | Thermocouple [K(CA), J(IC), R(PR), E(CR), T(CC), S(PR), N(NN), W(TT)], RTD (PT 100), Analog (1-5VDC, 0-10VDC, DC4-20mA) | Relay | Alarm1 + RS485
109370260 | TZN4M-T4S | 3935.25 | 4 Digit | W72 X H72 X L85mm | 100-240VAC 50/60Hz | Thermocouple [K(CA), J(IC), R(PR), E(CR), T(CC), S(PR), N(NN), W(TT)], RTD (PT 100), Analog (1-5VDC, 0-10VDC, DC4-20mA) | SSR | Alarm1 + RS485
109370270 | TZN4M-T4C | 3935.25 | 4 Digit | W72 X H72 X L85mm | 100-240VAC 50/60Hz | Thermocouple [K(CA), J(IC), R(PR), E(CR), T(CC), S(PR), N(NN), W(TT)], RTD (PT 100), Analog (1-5VDC, 0-10VDC, DC4-20mA) | Current(DC4-20mA) | Alarm1 + RS485
109370280 | TZN4M-A4R | 3935.25 | 4 Digit | W72 X H72 X L85mm | 100-240VAC 50/60Hz | Thermocouple [K(CA), J(IC), R(PR), E(CR), T(CC), S(PR), N(NN), W(TT)], RTD (PT 100), Analog (1-5VDC, 0-10VDC, DC4-20mA) | Relay | Alarm1 + Alarm2 + PV Transmission
109370290 | TZN4M-A4S | 3935.25 | 4 Digit | W72 X H72 X L85mm | 100-240VAC 50/60Hz | Thermocouple [K(CA), J(IC), R(PR), E(CR), T(CC), S(PR), N(NN), W(TT)], RTD (PT 100), Analog (1-5VDC, 0-10VDC, DC4-20mA) | SSR | Alarm1 + Alarm2 + PV Transmission
109370300 | TZN4M-A4C | 3935.25 | 4 Digit | W72 X H72 X L85mm | 100-240VAC 50/60Hz | Thermocouple [K(CA), J(IC), R(PR), E(CR), T(CC), S(PR), N(NN), W(TT)], RTD (PT 100), Analog (1-5VDC, 0-10VDC, DC4-20mA) | Current(DC4-20mA) | Alarm1 + Alarm2 + PV Transmission
109372010 | TZN4M-12R | 3541.725 | 4 Digit | W72 X H72 X L85mm | 24VAC/24-48VDC | Thermocouple [K(CA), J(IC), R(PR), E(CR), T(CC), S(PR), N(NN), W(TT)], RTD (PT 100), Analog (1-5VDC, 0-10VDC, DC4-20mA) | Relay | Alarm1 250VAC 1A(1a)
109372020 | TZN4M-12S | 3541.725 | 4 Digit | W72 X H72 X L85mm | 24VAC/24-48VDC | Thermocouple [K(CA), J(IC), R(PR), E(CR), T(CC), S(PR), N(NN), W(TT)], RTD (PT 100), Analog (1-5VDC, 0-10VDC, DC4-20mA) | SSR | Alarm1 250VAC 1A(1a)
109372030 | TZN4M-12C | 3541.725 | 4 Digit | W72 X H72 X L85mm | 24VAC/24-48VDC | Thermocouple [K(CA), J(IC), R(PR), E(CR), T(CC), S(PR), N(NN), W(TT)], RTD (PT 100), Analog (1-5VDC, 0-10VDC, DC4-20mA) | Current(DC4-20mA) | Alarm1 250VAC 1A(1a)
109372040 | TZN4M-22R | 3738.4875 | 4 Digit | W72 X H72 X L85mm | 24VAC/24-48VDC | Thermocouple [K(CA), J(IC), R(PR), E(CR), T(CC), S(PR), N(NN), W(TT)], RTD (PT 100), Analog (1-5VDC, 0-10VDC, DC4-20mA) | Relay | Alarm1 + Alarm2
109372050 | TZN4M-22S | 3738.4875 | 4 Digit | W72 X H72 X L85mm | 24VAC/24-48VDC | Thermocouple [K(CA), J(IC), R(PR), E(CR), T(CC), S(PR), N(NN), W(TT)], RTD (PT 100), Analog (1-5VDC, 0-10VDC, DC4-20mA) | SSR | Alarm1 + Alarm2
109372060 | TZN4M-22C | 3738.4875 | 4 Digit | W72 X H72 X L85mm | 24VAC/24-48VDC | Thermocouple [K(CA), J(IC), R(PR), E(CR), T(CC), S(PR), N(NN), W(TT)], RTD (PT 100), Analog (1-5VDC, 0-10VDC, DC4-20mA) | Current(DC4-20mA) | Alarm1 + Alarm2
109372070 | TZN4M-R2R | 3738.4875 | 4 Digit | W72 X H72 X L85mm | 24VAC/24-48VDC | Thermocouple [K(CA), J(IC), R(PR), E(CR), T(CC), S(PR), N(NN), W(TT)], RTD (PT 100), Analog (1-5VDC, 0-10VDC, DC4-20mA) | Relay | Alarm1 + PV Transmission
109372080 | TZN4M-R2S | 3738.4875 | 4 Digit | W72 X H72 X L85mm | 24VAC/24-48VDC | Thermocouple [K(CA), J(IC), R(PR), E(CR), T(CC), S(PR), N(NN), W(TT)], RTD (PT 100), Analog (1-5VDC, 0-10VDC, DC4-20mA) | SSR | Alarm1 + PV Transmission
109372090 | TZN4M-R2C | 3738.4875 | 4 Digit | W72 X H72 X L85mm | 24VAC/24-48VDC | Thermocouple [K(CA), J(IC), R(PR), E(CR), T(CC), S(PR), N(NN), W(TT)], RTD (PT 100), Analog (1-5VDC, 0-10VDC, DC4-20mA) | Current(DC4-20mA) | Alarm1 + PV Transmission
109372100 | TZN4M-T2R | 3935.25 | 4 Digit | W72 X H72 X L85mm | 24VAC/24-48VDC | Thermocouple [K(CA), J(IC), R(PR), E(CR), T(CC), S(PR), N(NN), W(TT)], RTD (PT 100), Analog (1-5VDC, 0-10VDC, DC4-20mA) | Relay | Alarm1 + RS485
109372110 | TZN4M-T2S | 3935.25 | 4 Digit | W72 X H72 X L85mm | 24VAC/24-48VDC | Thermocouple [K(CA), J(IC), R(PR), E(CR), T(CC), S(PR), N(NN), W(TT)], RTD (PT 100), Analog (1-5VDC, 0-10VDC, DC4-20mA) | SSR | Alarm1 + RS485
109372120 | TZN4M-T2C | 3935.25 | 4 Digit | W72 X H72 X L85mm | 24VAC/24-48VDC | Thermocouple [K(CA), J(IC), R(PR), E(CR), T(CC), S(PR), N(NN), W(TT)], RTD (PT 100), Analog (1-5VDC, 0-10VDC, DC4-20mA) | Current(DC4-20mA) | Alarm1 + RS485
109372130 | TZN4M-A2R | 3935.25 | 4 Digit | W72 X H72 X L85mm | 24VAC/24-48VDC | Thermocouple [K(CA), J(IC), R(PR), E(CR), T(CC), S(PR), N(NN), W(TT)], RTD (PT 100), Analog (1-5VDC, 0-10VDC, DC4-20mA) | Relay | Alarm1 + Alarm2 + PV Transmission
109372140 | TZN4M-A2S | 3935.25 | 4 Digit | W72 X H72 X L85mm | 24VAC/24-48VDC | Thermocouple [K(CA), J(IC), R(PR), E(CR), T(CC), S(PR), N(NN), W(TT)], RTD (PT 100), Analog (1-5VDC, 0-10VDC, DC4-20mA) | SSR | Alarm1 + Alarm2 + PV Transmission
109372150 | TZN4M-A2C | 3935.25 | 4 Digit | W72 X H72 X L85mm | 24VAC/24-48VDC | Thermocouple [K(CA), J(IC), R(PR), E(CR), T(CC), S(PR), N(NN), W(TT)], RTD (PT 100), Analog (1-5VDC, 0-10VDC, DC4-20mA) | Current(DC4-20mA) | Alarm1 + Alarm2 + PV Transmission
109372160 | TZN4M-B2R | 4132.0125 | 4 Digit | W72 X H72 X L85mm | 24VAC/24-48VDC | Thermocouple [K(CA), J(IC), R(PR), E(CR), T(CC), S(PR), N(NN), W(TT)], RTD (PT 100), Analog (1-5VDC, 0-10VDC, DC4-20mA) | Relay | Alarm1 + Alarm2 + RS485
109372170 | TZN4M-B2S | 4132.0125 | 4 Digit | W72 X H72 X L85mm | 24VAC/24-48VDC | Thermocouple [K(CA), J(IC), R(PR), E(CR), T(CC), S(PR), N(NN), W(TT)], RTD (PT 100), Analog (1-5VDC, 0-10VDC, DC4-20mA) | SSR | Alarm1 + Alarm2 + RS485
109372180 | TZN4M-B2C | 4132.0125 | 4 Digit | W72 X H72 X L85mm | 24VAC/24-48VDC | Thermocouple [K(CA), J(IC), R(PR), E(CR), T(CC), S(PR), N(NN), W(TT)], RTD (PT 100), Analog (1-5VDC, 0-10VDC, DC4-20mA) | Current(DC4-20mA) | Alarm1 + Alarm2 + RS485
109500010 | TZN4H-14R | 3672.9 | 4 Digit | W96 X H48 X L100mm | 100-240VAC 50/60Hz | Thermocouple [K(CA), J(IC), R(PR), E(CR), T(CC), S(PR), N(NN), W(TT)], RTD (PT 100), Analog (1-5VDC, 0-10VDC, DC4-20mA) | Relay | Alarm1 250VAC 1A(1a)
109500020 | TZN4H-14S | 3672.9 | 4 Digit | W96 X H48 X L100mm | 100-240VAC 50/60Hz | Thermocouple [K(CA), J(IC), R(PR), E(CR), T(CC), S(PR), N(NN), W(TT)], RTD (PT 100), Analog (1-5VDC, 0-10VDC, DC4-20mA) | SSR | Alarm1 250VAC 1A(1a)
109500030 | TZN4H-14C | 3672.9 | 4 Digit | W96 X H48 X L100mm | 100-240VAC 50/60Hz | Thermocouple [K(CA), J(IC), R(PR), E(CR), T(CC), S(PR), N(NN), W(TT)], RTD (PT 100), Analog (1-5VDC, 0-10VDC, DC4-20mA) | Current(DC4-20mA) | Alarm1 250VAC 1A(1a)
109500040 | TZN4H-24R | 3804.075 | 4 Digit | W96 X H48 X L100mm | 100-240VAC 50/60Hz | Thermocouple [K(CA), J(IC), R(PR), E(CR), T(CC), S(PR), N(NN), W(TT)], RTD (PT 100), Analog (1-5VDC, 0-10VDC, DC4-20mA) | Relay | Alarm1 + Alarm2
109500050 | TZN4H-24S | 3804.075 | 4 Digit | W96 X H48 X L100mm | 100-240VAC 50/60Hz | Thermocouple [K(CA), J(IC), R(PR), E(CR), T(CC), S(PR), N(NN), W(TT)], RTD (PT 100), Analog (1-5VDC, 0-10VDC, DC4-20mA) | SSR | Alarm1 + Alarm2
109500060 | TZN4H-24C | 3804.075 | 4 Digit | W96 X H48 X L100mm | 100-240VAC 50/60Hz | Thermocouple [K(CA), J(IC), R(PR), E(CR), T(CC), S(PR), N(NN), W(TT)], RTD (PT 100), Analog (1-5VDC, 0-10VDC, DC4-20mA) | Current(DC4-20mA) | Alarm1 + Alarm2
109500070 | TZN4H-R4R | 3804.075 | 4 Digit | W96 X H48 X L100mm | 100-240VAC 50/60Hz | Thermocouple [K(CA), J(IC), R(PR), E(CR), T(CC), S(PR), N(NN), W(TT)], RTD (PT 100), Analog (1-5VDC, 0-10VDC, DC4-20mA) | Relay | Alarm1 + PV Transmission
109500080 | TZN4H-R4S | 3804.075 | 4 Digit | W96 X H48 X L100mm | 100-240VAC 50/60Hz | Thermocouple [K(CA), J(IC), R(PR), E(CR), T(CC), S(PR), N(NN), W(TT)], RTD (PT 100), Analog (1-5VDC, 0-10VDC, DC4-20mA) | SSR | Alarm1 + PV Transmission
109500090 | TZN4H-R4C | 3804.075 | 4 Digit | W96 X H48 X L100mm | 100-240VAC 50/60Hz | Thermocouple [K(CA), J(IC), R(PR), E(CR), T(CC), S(PR), N(NN), W(TT)], RTD (PT 100), Analog (1-5VDC, 0-10VDC, DC4-20mA) | Current(DC4-20mA) | Alarm1 + PV Transmission
109500100 | TZN4H-A4R | 3935.25 | 4 Digit | W96 X H48 X L100mm | 100-240VAC 50/60Hz | Thermocouple [K(CA), J(IC), R(PR), E(CR), T(CC), S(PR), N(NN), W(TT)], RTD (PT 100), Analog (1-5VDC, 0-10VDC, DC4-20mA) | Relay | Alarm1 + Alarm2 + PV Transmission
109500110 | TZN4H-A4S | 3935.25 | 4 Digit | W96 X H48 X L100mm | 100-240VAC 50/60Hz | Thermocouple [K(CA), J(IC), R(PR), E(CR), T(CC), S(PR), N(NN), W(TT)], RTD (PT 100), Analog (1-5VDC, 0-10VDC, DC4-20mA) | SSR | Alarm1 + Alarm2 + PV Transmission
109500120 | TZN4H-A4C | 3935.25 | 4 Digit | W96 X H48 X L100mm | 100-240VAC 50/60Hz | Thermocouple [K(CA), J(IC), R(PR), E(CR), T(CC), S(PR), N(NN), W(TT)], RTD (PT 100), Analog (1-5VDC, 0-10VDC, DC4-20mA) | Current(DC4-20mA) | Alarm1 + Alarm2 + PV Transmission
109500130 | TZN4H-T4R | 3935.25 | 4 Digit | W96 X H48 X L100mm | 100-240VAC 50/60Hz | Thermocouple [K(CA), J(IC), R(PR), E(CR), T(CC), S(PR), N(NN), W(TT)], RTD (PT 100), Analog (1-5VDC, 0-10VDC, DC4-20mA) | Relay | Alarm1 + RS485
109500140 | TZN4H-T4S | 3935.25 | 4 Digit | W96 X H48 X L100mm | 100-240VAC 50/60Hz | Thermocouple [K(CA), J(IC), R(PR), E(CR), T(CC), S(PR), N(NN), W(TT)], RTD (PT 100), Analog (1-5VDC, 0-10VDC, DC4-20mA) | SSR | Alarm1 + RS485
109500150 | TZN4H-T4C | 3935.25 | 4 Digit | W96 X H48 X L100mm | 100-240VAC 50/60Hz | Thermocouple [K(CA), J(IC), R(PR), E(CR), T(CC), S(PR), N(NN), W(TT)], RTD (PT 100), Analog (1-5VDC, 0-10VDC, DC4-20mA) | Current(DC4-20mA) | Alarm1 + RS485
109500160 | TZN4H-B4R | 4132.0125 | 4 Digit | W96 X H48 X L100mm | 100-240VAC 50/60Hz | Thermocouple [K(CA), J(IC), R(PR), E(CR), T(CC), S(PR), N(NN), W(TT)], RTD (PT 100), Analog (1-5VDC, 0-10VDC, DC4-20mA) | Relay | Alarm1 + Alarm2 + RS485
109500170 | TZN4H-B4S | 4132.0125 | 4 Digit | W96 X H48 X L100mm | 100-240VAC 50/60Hz | Thermocouple [K(CA), J(IC), R(PR), E(CR), T(CC), S(PR), N(NN), W(TT)], RTD (PT 100), Analog (1-5VDC, 0-10VDC, DC4-20mA) | SSR | Alarm1 + Alarm2 + RS485
109500180 | TZN4H-B4C | 4132.0125 | 4 Digit | W96 X H48 X L100mm | 100-240VAC 50/60Hz | Thermocouple [K(CA), J(IC), R(PR), E(CR), T(CC), S(PR), N(NN), W(TT)], RTD (PT 100), Analog (1-5VDC, 0-10VDC, DC4-20mA) | Current(DC4-20mA) | Alarm1 + Alarm2 + RS485
109510010 | TZN4L-14R | 3804.075 | 4 Digit | W96 X H96 X L100mm | 100-240VAC 50/60Hz | Thermocouple [K(CA), J(IC), R(PR), E(CR), T(CC), S(PR), N(NN), W(TT)], RTD (PT 100), Analog (1-5VDC, 0-10VDC, DC4-20mA) | Relay | Alarm1 250VAC 1A(1a)
109510020 | TZN4L-14S | 3804.075 | 4 Digit | W96 X H96 X L100mm | 100-240VAC 50/60Hz | Thermocouple [K(CA), J(IC), R(PR), E(CR), T(CC), S(PR), N(NN), W(TT)], RTD (PT 100), Analog (1-5VDC, 0-10VDC, DC4-20mA) | SSR | Alarm1 250VAC 1A(1a)
109510030 | TZN4L-14C | 3804.075 | 4 Digit | W96 X H96 X L100mm | 100-240VAC 50/60Hz | Thermocouple [K(CA), J(IC), R(PR), E(CR), T(CC), S(PR), N(NN), W(TT)], RTD (PT 100), Analog (1-5VDC, 0-10VDC, DC4-20mA) | Current(DC4-20mA) | Alarm1 250VAC 1A(1a)
109510040 | TZN4L-24R | 4000.8375 | 4 Digit | W96 X H96 X L100mm | 100-240VAC 50/60Hz | Thermocouple [K(CA), J(IC), R(PR), E(CR), T(CC), S(PR), N(NN), W(TT)], RTD (PT 100), Analog (1-5VDC, 0-10VDC, DC4-20mA) | Relay | Alarm1 + Alarm2
109510050 | TZN4L-24S | 4000.8375 | 4 Digit | W96 X H96 X L100mm | 100-240VAC 50/60Hz | Thermocouple [K(CA), J(IC), R(PR), E(CR), T(CC), S(PR), N(NN), W(TT)], RTD (PT 100), Analog (1-5VDC, 0-10VDC, DC4-20mA) | SSR | Alarm1 + Alarm2
109510060 | TZN4L-24C | 4000.8375 | 4 Digit | W96 X H96 X L100mm | 100-240VAC 50/60Hz | Thermocouple [K(CA), J(IC), R(PR), E(CR), T(CC), S(PR), N(NN), W(TT)], RTD (PT 100), Analog (1-5VDC, 0-10VDC, DC4-20mA) | Current(DC4-20mA) | Alarm1 + Alarm2
109510070 | TZN4L-R4R | 4000.8375 | 4 Digit | W96 X H96 X L100mm | 100-240VAC 50/60Hz | Thermocouple [K(CA), J(IC), R(PR), E(CR), T(CC), S(PR), N(NN), W(TT)], RTD (PT 100), Analog (1-5VDC, 0-10VDC, DC4-20mA) | Relay | Alarm1 + PV Transmission
109510080 | TZN4L-R4S | 4000.8375 | 4 Digit | W96 X H96 X L100mm | 100-240VAC 50/60Hz | Thermocouple [K(CA), J(IC), R(PR), E(CR), T(CC), S(PR), N(NN), W(TT)], RTD (PT 100), Analog (1-5VDC, 0-10VDC, DC4-20mA) | SSR | Alarm1 + PV Transmission
109510090 | TZN4L-R4C | 4000.8375 | 4 Digit | W96 X H96 X L100mm | 100-240VAC 50/60Hz | Thermocouple [K(CA), J(IC), R(PR), E(CR), T(CC), S(PR), N(NN), W(TT)], RTD (PT 100), Analog (1-5VDC, 0-10VDC, DC4-20mA) | Current(DC4-20mA) | Alarm1 + PV Transmission
109510100 | TZN4L-A4R | 4132.0125 | 4 Digit | W96 X H96 X L100mm | 100-240VAC 50/60Hz | Thermocouple [K(CA), J(IC), R(PR), E(CR), T(CC), S(PR), N(NN), W(TT)], RTD (PT 100), Analog (1-5VDC, 0-10VDC, DC4-20mA) | Relay | Alarm1 + Alarm2 + PV Transmission
109510110 | TZN4L-A4S | 4132.0125 | 4 Digit | W96 X H96 X L100mm | 100-240VAC 50/60Hz | Thermocouple [K(CA), J(IC), R(PR), E(CR), T(CC), S(PR), N(NN), W(TT)], RTD (PT 100), Analog (1-5VDC, 0-10VDC, DC4-20mA) | SSR | Alarm1 + Alarm2 + PV Transmission
109510120 | TZN4L-A4C | 4132.0125 | 4 Digit | W96 X H96 X L100mm | 100-240VAC 50/60Hz | Thermocouple [K(CA), J(IC), R(PR), E(CR), T(CC), S(PR), N(NN), W(TT)], RTD (PT 100), Analog (1-5VDC, 0-10VDC, DC4-20mA) | Current(DC4-20mA) | Alarm1 + Alarm2 + PV Transmission
109510130 | TZN4L-T4R | 4132.0125 | 4 Digit | W96 X H96 X L100mm | 100-240VAC 50/60Hz | Thermocouple [K(CA), J(IC), R(PR), E(CR), T(CC), S(PR), N(NN), W(TT)], RTD (PT 100), Analog (1-5VDC, 0-10VDC, DC4-20mA) | Relay | Alarm1 + RS485
109510140 | TZN4L-T4S | 4132.0125 | 4 Digit | W96 X H96 X L100mm | 100-240VAC 50/60Hz | Thermocouple [K(CA), J(IC), R(PR), E(CR), T(CC), S(PR), N(NN), W(TT)], RTD (PT 100), Analog (1-5VDC, 0-10VDC, DC4-20mA) | SSR | Alarm1 + RS485
109510150 | TZN4L-T4C | 4132.0125 | 4 Digit | W96 X H96 X L100mm | 100-240VAC 50/60Hz | Thermocouple [K(CA), J(IC), R(PR), E(CR), T(CC), S(PR), N(NN), W(TT)], RTD (PT 100), Analog (1-5VDC, 0-10VDC, DC4-20mA) | Current(DC4-20mA) | Alarm1 + RS485
109510160 | TZN4L-B4R | 4328.775 | 4 Digit | W96 X H96 X L100mm | 100-240VAC 50/60Hz | Thermocouple [K(CA), J(IC), R(PR), E(CR), T(CC), S(PR), N(NN), W(TT)], RTD (PT 100), Analog (1-5VDC, 0-10VDC, DC4-20mA) | Relay | Alarm1 + Alarm2 + RS485
109510170 | TZN4L-B4S | 4328.775 | 4 Digit | W96 X H96 X L100mm | 100-240VAC 50/60Hz | Thermocouple [K(CA), J(IC), R(PR), E(CR), T(CC), S(PR), N(NN), W(TT)], RTD (PT 100), Analog (1-5VDC, 0-10VDC, DC4-20mA) | SSR | Alarm1 + Alarm2 + RS485
109510180 | TZN4L-B4C | 4328.775 | 4 Digit | W96 X H96 X L100mm | 100-240VAC 50/60Hz | Thermocouple [K(CA), J(IC), R(PR), E(CR), T(CC), S(PR), N(NN), W(TT)], RTD (PT 100), Analog (1-5VDC, 0-10VDC, DC4-20mA) | Current(DC4-20mA) | Alarm1 + Alarm2 + RS485
109530010 | TZN4W-14R | 3672.9 | 4 Digit | W96 X H48 X L100mm | 100-240VAC 50/60Hz | Thermocouple [K(CA), J(IC), R(PR), E(CR), T(CC), S(PR), N(NN), W(TT)], RTD (PT 100), Analog (1-5VDC, 0-10VDC, DC4-20mA) | Relay | Alarm1 250VAC 1A(1a)
109530020 | TZN4W-14S | 3672.9 | 4 Digit | W96 X H48 X L100mm | 100-240VAC 50/60Hz | Thermocouple [K(CA), J(IC), R(PR), E(CR), T(CC), S(PR), N(NN), W(TT)], RTD (PT 100), Analog (1-5VDC, 0-10VDC, DC4-20mA) | SSR | Alarm1 250VAC 1A(1a)
109530030 | TZN4W-14C | 3672.9 | 4 Digit | W96 X H48 X L100mm | 100-240VAC 50/60Hz | Thermocouple [K(CA), J(IC), R(PR), E(CR), T(CC), S(PR), N(NN), W(TT)], RTD (PT 100), Analog (1-5VDC, 0-10VDC, DC4-20mA) | Current(DC4-20mA) | Alarm1 250VAC 1A(1a)
109530040 | TZN4W-24R | 3804.075 | 4 Digit | W96 X H48 X L100mm | 100-240VAC 50/60Hz | Thermocouple [K(CA), J(IC), R(PR), E(CR), T(CC), S(PR), N(NN), W(TT)], RTD (PT 100), Analog (1-5VDC, 0-10VDC, DC4-20mA) | Relay | Alarm1 + Alarm2
109530050 | TZN4W-24S | 3804.075 | 4 Digit | W96 X H48 X L100mm | 100-240VAC 50/60Hz | Thermocouple [K(CA), J(IC), R(PR), E(CR), T(CC), S(PR), N(NN), W(TT)], RTD (PT 100), Analog (1-5VDC, 0-10VDC, DC4-20mA) | SSR | Alarm1 + Alarm2
109530060 | TZN4W-24C | 3804.075 | 4 Digit | W96 X H48 X L100mm | 100-240VAC 50/60Hz | Thermocouple [K(CA), J(IC), R(PR), E(CR), T(CC), S(PR), N(NN), W(TT)], RTD (PT 100), Analog (1-5VDC, 0-10VDC, DC4-20mA) | Current(DC4-20mA) | Alarm1 + Alarm2
109530070 | TZN4W-R4R | 3804.075 | 4 Digit | W96 X H48 X L100mm | 100-240VAC 50/60Hz | Thermocouple [K(CA), J(IC), R(PR), E(CR), T(CC), S(PR), N(NN), W(TT)], RTD (PT 100), Analog (1-5VDC, 0-10VDC, DC4-20mA) | Relay | Alarm1 + PV Transmission
109530080 | TZN4W-R4S | 3804.075 | 4 Digit | W96 X H48 X L100mm | 100-240VAC 50/60Hz | Thermocouple [K(CA), J(IC), R(PR), E(CR), T(CC), S(PR), N(NN), W(TT)], RTD (PT 100), Analog (1-5VDC, 0-10VDC, DC4-20mA) | SSR | Alarm1 + PV Transmission
109530090 | TZN4W-R4C | 3804.075 | 4 Digit | W96 X H48 X L100mm | 100-240VAC 50/60Hz | Thermocouple [K(CA), J(IC), R(PR), E(CR), T(CC), S(PR), N(NN), W(TT)], RTD (PT 100), Analog (1-5VDC, 0-10VDC, DC4-20mA) | Current(DC4-20mA) | Alarm1 + PV Transmission
109530100 | TZN4W-A4R | 3935.25 | 4 Digit | W96 X H48 X L100mm | 100-240VAC 50/60Hz | Thermocouple [K(CA), J(IC), R(PR), E(CR), T(CC), S(PR), N(NN), W(TT)], RTD (PT 100), Analog (1-5VDC, 0-10VDC, DC4-20mA) | Relay | Alarm1 + Alarm2 + PV Transmission
109530110 | TZN4W-A4S | 3935.25 | 4 Digit | W96 X H48 X L100mm | 100-240VAC 50/60Hz | Thermocouple [K(CA), J(IC), R(PR), E(CR), T(CC), S(PR), N(NN), W(TT)], RTD (PT 100), Analog (1-5VDC, 0-10VDC, DC4-20mA) | SSR | Alarm1 + Alarm2 + PV Transmission
109530120 | TZN4W-A4C | 3935.25 | 4 Digit | W96 X H48 X L100mm | 100-240VAC 50/60Hz | Thermocouple [K(CA), J(IC), R(PR), E(CR), T(CC), S(PR), N(NN), W(TT)], RTD (PT 100), Analog (1-5VDC, 0-10VDC, DC4-20mA) | Current(DC4-20mA) | Alarm1 + Alarm2 + PV Transmission
109530130 | TZN4W-T4R | 3935.25 | 4 Digit | W96 X H48 X L100mm | 100-240VAC 50/60Hz | Thermocouple [K(CA), J(IC), R(PR), E(CR), T(CC), S(PR), N(NN), W(TT)], RTD (PT 100), Analog (1-5VDC, 0-10VDC, DC4-20mA) | Relay | Alarm1 + RS485
109530140 | TZN4W-T4S | 3935.25 | 4 Digit | W96 X H48 X L100mm | 100-240VAC 50/60Hz | Thermocouple [K(CA), J(IC), R(PR), E(CR), T(CC), S(PR), N(NN), W(TT)], RTD (PT 100), Analog (1-5VDC, 0-10VDC, DC4-20mA) | SSR | Alarm1 + RS485
109530150 | TZN4W-T4C | 3935.25 | 4 Digit | W96 X H48 X L100mm | 100-240VAC 50/60Hz | Thermocouple [K(CA), J(IC), R(PR), E(CR), T(CC), S(PR), N(NN), W(TT)], RTD (PT 100), Analog (1-5VDC, 0-10VDC, DC4-20mA) | Current(DC4-20mA) | Alarm1 + RS485
109530160 | TZN4W-B4R | 4132.0125 | 4 Digit | W96 X H48 X L100mm | 100-240VAC 50/60Hz | Thermocouple [K(CA), J(IC), R(PR), E(CR), T(CC), S(PR), N(NN), W(TT)], RTD (PT 100), Analog (1-5VDC, 0-10VDC, DC4-20mA) | Relay | Alarm1 + Alarm2 + RS485
109530170 | TZN4W-B4S | 4132.0125 | 4 Digit | W96 X H48 X L100mm | 100-240VAC 50/60Hz | Thermocouple [K(CA), J(IC), R(PR), E(CR), T(CC), S(PR), N(NN), W(TT)], RTD (PT 100), Analog (1-5VDC, 0-10VDC, DC4-20mA) | SSR | Alarm1 + Alarm2 + RS485
109530180 | TZN4W-B4C | 4132.0125 | 4 Digit | W96 X H48 X L100mm | 100-240VAC 50/60Hz | Thermocouple [K(CA), J(IC), R(PR), E(CR), T(CC), S(PR), N(NN), W(TT)], RTD (PT 100), Analog (1-5VDC, 0-10VDC, DC4-20mA) | Current(DC4-20mA) | Alarm1 + Alarm2 + RS485
109900010 | TZXX | 282.0262 | [6 empty] | CUR
109900020 | TZXX | 282.0262 | [6 empty] | SSR
199990130 | TZ4ST-14R CASE | 0 | [6 empty] | CASE
Артикул | Model | Retail price, RUR | Digit | Size | Power supply | Input | Output | Counting speed | etc
109300180 | TB42-14C | 3541.725 | 4 Digit | Display part W60 X H60mm Control part W65 X H78mm | 100-240VAC 50/60Hz | K(CA), J(IC) RTD (PT 100) | Current(DC4-20mA) | Alarm1 250VAC 0.5A(1a) | 100MM_1
109300220 | TB42-14C | 3541.725 | 4 Digit |  |  | 300MM_1 |  |  | 300MM_1
109301070 | TB42-14C-MT | 0 | [6 empty] | 300MM
109300150 | TB42-14N | 3541.725 | 4 Digit |  |  | 100MM_1 |  |  | 100MM_1
109300190 | TB42-14N | 3541.725 | 4 Digit |  |  | 300MM_1 |  |  | 300MM_1
109300160 | TB42-14R | 3541.725 | 4 Digit | Display part W60 X H60mm Control part W65 X H78mm | 100-240VAC 50/60Hz | K(CA), J(IC) RTD (PT 100) | Relay | Alarm1 250VAC 0.5A(1a) | 100MM_1
109300200 | TB42-14R | 3541.725 | 4 Digit |  |  | 300MM_1 |  |  | 300MM_1
109301020 | TB42-14R-MT | 0 | [6 empty] | 300MM
109300170 | TB42-14S | 3541.725 | 4 Digit | Display part W60 X H60mm Control part W65 X H78mm | 100-240VAC 50/60Hz | K(CA), J(IC) RTD (PT 100) | SSR | Alarm1 250VAC 0.5A(1a)
109300210 | TB42-14S | 3541.725 | 4 Digit |  |  | 300MM_1
109300140 | TB42-14S-US | 3541.725 | 4 Digit | Display part W60 X H60mm Control part W65 X H78mm | 100-240VAC 50/60Hz | K(CA), J(IC) 150MM RTD (PT 100) |  | Alarm1 250VAC 0.5A(1a)
109300141 | TB42-14S-US2 | 3541.725 | 4 Digit | Display part W60 X H60mm Control part W65 X H78mm | 100-240VAC 50/60Hz | K(CA), J(IC) 150MM RTD (PT 100) |  | Alarm1 250VAC 0.5A(1a)
109300142 | TB42-14S-US3 | 5950.098 | 4 Digit | Display part W60 X H60mm Control part W65 X H78mm | 100-240VAC 50/60Hz | 150MM |  | Alarm1 250VAC 0.5A(1a)
109300143 | TB42-14S-US4 | 5950.098 | 4 Digit | Display part W60 X H60mm Control part W65 X H78mm | 100-240VAC 50/60Hz | 150MM |  | Alarm1 250VAC 0.5A(1a)
109300062 | TB42-14S-Z08 | 3541.725 | 4 Digit | Display part W60 X H60mm Control part W65 X H78mm | 100-240VAC 50/60Hz | K(CA), J(IC) RTD (PT 100) |  | Alarm1 250VAC 0.5A(1a)
Артикул | Model | Retail price, RUR | Digit | Size | Power supply | POLE SIZE |  |  | etc
109420000 | THD-R-C | 4591.125 | None | W60 X H80 X L33.5mm | DC 24V | Optional(100mm/200mm)
109420003 | THD-R-C | 0 | [6 empty] | 24VDC
109420010 | THD-R-V | 4591.125 | None | W60 X H80 X L33.5mm | DC 24V | Optional(100mm/200mm)
109420011 | THD-R-V | 0 | [6 empty] | 24VDC
109420020 | THD-R-T | 5247 | None | W60 X H80 X L33.5mm | DC 24V | Optional(100mm/200mm)
109420022 | THD-R-T | 0 | [6 empty] | 24VDC
109420030 | THD-R-PT | 983.8125 | None |  | NONE | NONE
109420040 | THD-R-PT/C | 4591.125 | None | W60 X H80 X L33.5mm | DC 24V | NONE
109420042 | THD-R-PT/C | 0 | [6 empty] | 24VDC
109420050 | THD-R-T | 0 | [6 empty] | HS
109420210 | THD-P-S | 0 | [6 empty] | 5VDC,IIC ЕлЅЕ
109420510 | THD-DD1-C | 6886.6875 | 3 Digit | W72 X H85 X L34mm | DC 24V | Optional(100mm/200mm)
109420511 | THD-DD1-C | 0 | [6 empty] | 24VDC
109420520 | THD-DD1-V | 6886.6875 | 3 Digit | W72 X H85 X L34mm | DC 24V | Optional(100mm/200mm)
109420521 | THD-DD1-V | 0 | [6 empty] | 24VDC
109420530 | THD-DD1-T | 7214.625 | 3 Digit | W72 X H85 X L34mm | DC 24V | Optional(100mm/200mm)
109420531 | THD-DD1-T | 0 | [6 empty] | 24VDC
109420540 | THD-DD2-C | 6886.6875 | 3 Digit | W72 X H85 X L34mm | DC 24V | Optional(100mm/200mm)
109420541 | THD-DD2-C | 0 | [6 empty] | 24VDC
109420550 | THD-DD2-V | 6886.6875 | 3 Digit | W72 X H85 X L34mm | DC 24V | Optional(100mm/200mm)
109420551 | THD-DD2-V | 0 | [6 empty] | 24VDC
109420560 | THD-DD2-T | 7214.625 | 3 Digit | W72 X H85 X L34mm | DC 24V | Optional(100mm/200mm)
109420561 | THD-DD2-T | 0 | [6 empty] | 24VDC
109420570 | THD-D1-C | 6230.8125 | None | W72 X H85 X L34mm | DC 24V | Optional(100mm/200mm)
109420571 | THD-D1-C | 0 | [6 empty] | 24VDC
109420580 | THD-D1-V | 6230.8125 | None | W72 X H85 X L34mm | DC 24V | Optional(100mm/200mm)
109420581 | THD-D1-V | 0 | [6 empty] | 24VDC
109420590 | THD-D1-T | 6558.75 | None | W72 X H85 X L34mm | DC 24V | Optional(100mm/200mm)
109420591 | THD-D1-T | 0 | [6 empty] | 24VDC
109420600 | THD-D2-C | 6230.8125 | None | W72 X H85 X L34mm | DC 24V | Optional(100mm/200mm)
109420601 | THD-D2-C | 0 | [6 empty] | 24VDC
109420610 | THD-D2-V | 6230.8125 | None | W72 X H85 X L34mm | DC 24V | Optional(100mm/200mm)
109420611 | THD-D2-V | 0 | [6 empty] | 24VDC
109420620 | THD-D2-T | 6558.75 | None | W72 X H85 X L34mm | DC 24V | Optional(100mm/200mm)
109420621 | THD-D2-T | 0 | [6 empty] | 24VDC
109421010 | THD-WD1-C | 6886.6875 | 3 Digit | W72 X H85 X L34mm | DC 24V | Optional(100mm/200mm)
109421011 | THD-WD1-C | 0 | [6 empty] | 24VDC
109421020 | THD-WD1-V | 6886.6875 | 3 Digit | W72 X H85 X L34mm | DC 24V | Optional(100mm/200mm)
109421021 | THD-WD1-V | 0 | [6 empty] | 24VDC
109421030 | THD-WD1-T | 7214.625 | 3 Digit | W72 X H85 X L34mm | DC 24V | Optional(100mm/200mm)
109421031 | THD-WD1-T | 0 | [6 empty] | 24VDC
109421040 | THD-WD2-C | 6886.6875 | 3 Digit | W72 X H85 X L34mm | DC 24V | Optional(100mm/200mm)
109421041 | THD-WD2-C | 0 | [6 empty] | 24VDC
109421050 | THD-WD2-V | 6886.6875 | 3 Digit | W72 X H85 X L34mm | DC 24V | Optional(100mm/200mm)
109421051 | THD-WD2-V | 0 | [6 empty] | 24VDC
109421060 | THD-WD2-T | 7214.625 | 3 Digit | W72 X H85 X L34mm | DC 24V | Optional(100mm/200mm)
109421061 | THD-WD2-T | 0 | [6 empty] | 24VDC
109421070 | THD-W1-C | 6230.8125 | None | W72 X H85 X L34mm | DC 24V | Optional(100mm/200mm)
109421071 | THD-W1-C | 0 | [6 empty] | 24VDC
109421080 | THD-W1-V | 6230.8125 | None | W72 X H85 X L34mm | DC 24V | Optional(100mm/200mm)
109421081 | THD-W1-V | 0 | [6 empty] | 24VDC
109421090 | THD-W1-T | 6558.75 | None | W72 X H85 X L34mm | DC 24V | Optional(100mm/200mm)
109421091 | THD-W1-T | 0 | [6 empty] | 24VDC
109421100 | THD-W2-C | 6230.8125 | None | W72 X H85 X L34mm | DC 24V | Optional(100mm/200mm)
109421101 | THD-W2-C | 0 | [6 empty] | 24VDC
109421110 | THD-W2-V | 6230.8125 | None | W72 X H85 X L34mm | DC 24V | Optional(100mm/200mm)
109421111 | THD-W2-V | 0 | [6 empty] | 24VDC
109421120 | THD-W2-T | 6558.75 | None | W72 X H85 X L34mm | DC 24V | Optional(100mm/200mm)
109421121 | THD-W2-T | 0 | [6 empty] | 24VDC
109429010 | THD-CO2 | 0 | [6 empty] | 24VDC
109810100 | THD-RM | 0 | [6 empty] | 0
Артикул | Model | Retail price, RUR | Digit | Size | Power supply | Input | Main Output | Sub Output | etc
109060010 | T3NI-NXNP0C | 1442.925 | 3 Digit | W48 X H24 X L48mm | 12-24VDC | RTD | None | None | Terminal
109060020 | T3NI-NXNP4C | 1442.925 | 3 Digit
109070010 | T3SI-N4NP1C | 2033.2125 | 3 Digit
109070011 | T3SI-N4NP1C-N | 0 | [6 empty] | 0
109070030 | T3SI-N4NP4C | 2033.2125 | 3 Digit
109070031 | T3SI-N4NP4C-N | 0 | [6 empty] | 0
109070050 | T3SI-N4NJ4C | 2033.2125 | 3 Digit | W48 X H48 X L88mm | 100-240VAC 50/60Hz | K(CA), J(IC), RTD | None | Alarm output 250VAC 1A(1c) | Terminal
109070051 | T3SI-N4NJ4C-N | 0 | [6 empty] | 0
109070070 | T3SI-N4NK8C | 2033.2125 | 3 Digit
109070071 | T3SI-N4NK8C-N | 0 | [6 empty] | 0
109080010 | T4YI-N4NP0C | 2033.2125 | 4 Digit
109080011 | T4YI-N4NP0C-N | 0 | [6 empty] | 0
109080020 | T4YI-N4NP4C | 2033.2125 | 4 Digit
109080021 | T4YI-N4NP4C-N | 0 | [6 empty] | 0
109080030 | T4YI-N4NJ5C | 2033.2125 | 4 Digit | W72 X H36 X L93mm | 100-240VAC 50/60Hz | K(CA), J(IC), RTD | None |  | Terminal
109080031 | T4YI-N4NJ5C-N | 0 | [6 empty] | 0
109080040 | T4YI-N4NKCC | 2033.2125 | 4 Digit
109080041 | T4YI-N4NKCC-N | 0 | [6 empty] | 0
109090010 | T4WI-N3NP0C | 2033.2125 | 4 Digit
109090011 | T4WI-N3NP0F | 2033.2125 | 4 Digit
109090012 | T4WI-N4NP0C-N | 0 | [6 empty] | 0
109090013 | T4WI-N4NP0F-N | 0 | [6 empty] | 0
109090020 | T4WI-N3NP4C | 2033.2125 | 4 Digit
109090021 | T4WI-N3NP8F | 2033.2125 | 4 Digit
109090022 | T4WI-N4NP4C-N | 0 | [6 empty] | 0
109090023 | T4WI-N4NP8F-N | 0 | [6 empty] | 0
109090030 | T4WI-N3NJ5C | 2033.2125 | 4 Digit | W96 X H48 X 99.6mm | 110/220VAC | K(CA), J(IC), RTD | None | None | Terminal
109090031 | T4WI-N3NJ8F | 2033.2125 | 4 Digit
109090032 | T4WI-N3NJAF | 2033.2125 | 4 Digit
109090033 | T4WI-N4NJ5C-N | 0 | [6 empty] | 0
109090034 | T4WI-N4NJ8F-N | 0 | [6 empty] | 0
109090035 | T4WI-N4NJAF-N | 0 | [6 empty] | 0
109090040 | T4WI-N3NKCC | 2033.2125 | 4 Digit
109090041 | T4WI-N4NKCC-N | 0 | [6 empty] | 0
109100000 | T4MI-XXXXXX | 2164.3875 | 4 Digit | [5 empty] | 0
109100010 | T4MI-N3NP0C | 2164.3875 | 4 Digit
109100011 | T4MI-N4NP0C-N | 0 | [6 empty] | 0
109100020 | T4MI-N3NP4C | 2164.3875 | 4 Digit
109100021 | T4MI-N4NP4C-N | 0 | [6 empty] | 0
109100030 | T4MI-N3NJ4C | 2164.3875 | 4 Digit | W72 X H72 X L112mm | 110/220VAC | K(CA), J(IC), RTD, R(PR) | None | None | Terminal
109100031 | T4MI-N4NJ4C-N | 0 | [6 empty] | 0
109100050 | T4MI-N3NK8C | 2164.3875 | 4 Digit
109100051 | T4MI-N4NK8C-N | 0 | [6 empty] | 0
109100060 | T4MI-N3NKCC | 2164.3875 | 4 Digit
109100061 | T4MI-N4NKCC-N | 0 | [6 empty] | 0
109100070 | T4MI-N3NRFC | 2164.3875 | 4 Digit
109100071 | T4MI-N4NRFC-N | 0 | [6 empty] | 0
109110010 | T3HI-N3NP0C | 2164.3875 | 3 Digit
109110011 | T3HI-N4NP0C-N | 0 | [6 empty] | 0
109110020 | T3HI-N3NP4C | 2164.3875 | 3 Digit
109110021 | T3HI-N4NP4C-N | 0 | [6 empty] | 0
109110030 | T3HI-N3NJ4C | 2164.3875 | 3 Digit | W48 X H96 X L134mm | 110/220VAC | K(CA), J(IC), RTD | None | Sub output 250VAC 1A(1a) | Terminal
109110031 | T3HI-N4NJ4C-N | 0 | [6 empty] | 0
109110060 | T3HI-N3NKAC | 2164.3875 | 3 Digit
109110061 | T3HI-N4NKAC-N | 0 | [6 empty] | 0
109120010 | T4LI-N3NP0C | 2557.9125 | 4 Digit
109120011 | T4LI-N4NP0C-N | 0 | [6 empty] | 0
109120020 | T4LI-N3NP4C | 2557.9125 | 4 Digit
109120021 | T4LI-N4NP4C-N | 0 | [6 empty] | 0
109120030 | T4LI-N3NJ4C | 2557.9125 | 4 Digit | W96 X H96 X L100mm | 110/220VAC | K(CA), J(IC), RTD, R(PR) | None | Relay 250VAC 2A (1c) | Terminal
109120031 | T4LI-N4NJ4C-N | 0 | [6 empty] | 0
109120050 | T4LI-N3NK8C | 2557.9125 | 4 Digit
109120051 | T4LI-N4NK8C-N | 0 | [6 empty] | 0
109120060 | T4LI-N3NKCC | 2557.9125 | 4 Digit
109120061 | T4LI-N4NKCC-N | 0 | [6 empty] | 0
109120070 | T4LI-N3NRFC | 2557.9125 | 4 Digit
109120072 | T4LI-N4NRFC-N | 0 | [6 empty] | 0
109130010 | T3S-B4RP1C | 2689.0875 | 3 Digit
109130012 | T3S-B4RP1C-N | 0 | [6 empty] | 0
109130020 | T3S-B4SP1C | 2689.0875 | 3 Digit | [5 empty] | 0
109130022 | T3S-B4SP1C-N | 0 | [6 empty] | 0
109130030 | T3S-B4CP1C | 2689.0875 | 3 Digit
109130031 | T3S-B4CP1C-N | 0 | [6 empty] | 0
109130040 | T3S-B4RP2C | 2689.0875 | 3 Digit
109130041 | T3S-B4RP2C-N | 0 | [6 empty] | 0
109130050 | T3S-B4SP2C | 2689.0875 | 3 Digit
109130051 | T3S-B4SP2C-N | 0 | [6 empty] | 0
109130060 | T3S-B4CP2C | 2689.0875 | 3 Digit
109130061 | T3S-B4CP2C-N | 0 | [6 empty] | 0
109130070 | T3S-B4RP4C | 2689.0875 | 3 Digit
109130071 | T3S-B4RP4C-N | 0 | [6 empty] | 0
109130080 | T3S-B4SP4C | 2689.0875 | 3 Digit
109130081 | T3S-B4SP4C-N | 0 | [6 empty] | 0
109130090 | T3S-B4CP4C | 2689.0875 | 3 Digit
109130091 | T3S-B4CP4C-N | 0 | [6 empty] | 0
109130100 | T3S-B4RJ2C | 2689.0875 | 3 Digit
109130101 | T3S-B4RJ2C-N | 0 | [6 empty] | 0
109130110 | T3S-B4SJ2C | 2689.0875 | 3 Digit
109130111 | T3S-B4SJ2C-N | 0 | [6 empty] | 0
109130120 | T3S-B4CJ2C | 2689.0875 | 3 Digit | W48 X H48 X L88mm | 100-240VAC 50/60Hz | K(CA), J(IC), RTD | Relay,SSR,Current(4-20mA) | None | Terminal
109130121 | T3S-B4CJ2C-N | 0 | [6 empty] | 0
109130130 | T3S-B4RJ4C | 2689.0875 | 3 Digit
109130131 | T3S-B4RJ4F | 2689.0875 | 3 Digit
109130133 | T3S-B4RJ4C-N | 0 | [6 empty] | 0
109130134 | T3S-B4RJ4F-N | 0 | [6 empty] | 0
109130140 | T3S-B4SJ4C | 2689.0875 | 3 Digit
109130141 | T3S-B4SJ4F | 2689.0875 | 3 Digit
109130142 | T3S-B4SJ4C-N | 0 | [6 empty] | 0
109130143 | T3S-B4SJ4F-N | 0 | [6 empty] | 0
109130150 | T3S-B4CJ4C | 2689.0875 | 3 Digit
109130152 | T3S-B4RJ8F | 2689.0875 | 3 Digit
109130153 | T3S-B4RJAF | 2689.0875 | 3 Digit
109130154 | T3S-B4CJ4C-N | 0 | [6 empty] | 0
109130155 | T3S-B4RJ8F-N | 0 | [6 empty] | 0
109130156 | T3S-B4RJAF-N | 0 | [6 empty] | 0
109130160 | T3S-B4RK4C | 2689.0875 | 3 Digit
109130162 | T3S-B4RK4C-N | 0 | [6 empty] | 0
109130170 | T3S-B4SK4C | 2689.0875 | 3 Digit | [5 empty] | 0
109130172 | T3S-B4SK4C-N | 0 | [6 empty] | 0
109130180 | T3S-B4CK4C | 2689.0875 | 3 Digit
109130181 | T3S-B4CK4C-N | 0 | [6 empty] | 0
109130190 | T3S-B4RK8C | 2689.0875 | 3 Digit
109130191 | T3S-B4RK8F | 2689.0875 | 3 Digit
109130192 | T3S-B4RK8C-N | 0 | [6 empty] | 0
109130193 | T3S-B4RK8F-N | 0 | [6 empty] | 0
109130200 | T3S-B4SK8C | 2689.0875 | 3 Digit
109130201 | T3S-B4SK8F | 2689.0875 | 3 Digit
109130202 | T3S-B4SK8C-N | 0 | [6 empty] | 0
109130203 | T3S-B4SK8F-N | 0 | [6 empty] | 0
109130210 | T3S-B4CK8C | 2689.0875 | 3 Digit
109130211 | T3S-B4CK8C-N | 0 | [6 empty] | 0
109130220 | T3S-B4RK2C | 2689.0875 | 3 Digit
109130221 | T3S-B4RK2C-N | 0 | [6 empty] | 0
109140010 | T4M-B3RP0C | 2885.85 | 4 Digit
109140011 | T4M-B4RP0C-N | 0 | [6 empty] | 0
109140020 | T4M-B3SP0C | 2885.85 | 4 Digit
109140021 | T4M-B4SP0C-N | 0 | [6 empty] | 0
109140030 | T4M-B3CP0C | 2885.85 | 4 Digit
109140031 | T4M-B4CP0C-N | 0 | [6 empty] | 0
109140040 | T4M-B3RP4C | 2885.85 | 4 Digit
109140041 | T4M-B4RP4C-N | 0 | [6 empty] | 0
109140050 | T4M-B3SP4C | 2885.85 | 4 Digit
109140051 | T4M-B4SP4C-N | 0 | [6 empty] | 0
109140060 | T4M-B3CP4C | 2885.85 | 4 Digit
109140061 | T4M-B4CP4C-N | 0 | [6 empty] | 0
109140070 | T4M-B3RJ4C | 2885.85 | 4 Digit
109140071 | T4M-B4RJ4C-N | 0 | [6 empty] | 0
109140080 | T4M-B3SJ4C | 2885.85 | 4 Digit
109140081 | T4M-B4SJ4C-N | 0 | [6 empty] | 0
109140090 | T4M-B3CJ4C | 2885.85 | 4 Digit | W72 X H72 X L112mm | 110/220VAC | K(CA), J(IC), RTD | Relay,SSR,Current(4-20mA) | None | Terminal
109140091 | T4M-B4CJ4C-N | 0 | [6 empty] | 0
109140100 | T4M-B3RK4C | 2885.85 | 4 Digit
109140101 | T4M-B4RK4C-N | 0 | [6 empty] | 0
109140110 | T4M-B3SK4C | 2885.85 | 4 Digit
109140111 | T4M-B4SK4C-N | 0 | [6 empty] | 0
109140120 | T4M-B3CK4C | 2885.85 | 4 Digit
109140121 | T4M-B4CK4C-N | 0 | [6 empty] | 0
109140130 | T4M-B3RK8C | 2885.85 | 4 Digit
109140131 | T4M-B4RK8C-N | 0 | [6 empty] | 0
109140140 | T4M-B3SK8C | 2885.85 | 4 Digit
109140141 | T4M-B4SK8C-N | 0 | [6 empty] | 0
109140150 | T4M-B3CK8C | 2885.85 | 4 Digit
109140151 | T4M-B4CK8C-N | 0 | [6 empty] | 0
109140160 | T4M-B3RKCC | 2885.85 | 4 Digit
109140161 | T4M-B4RKCC-N | 0 | [6 empty] | 0
109140170 | T4M-B3SKCC | 2885.85 | 4 Digit
109140171 | T4M-B4SKCC-N | 0 | [6 empty] | 0
109140180 | T4M-B3CKCC | 2885.85 | 4 Digit
109140181 | T4M-B4CKCC-N | 0 | [6 empty] | 0
109140190 | T4M-B3RRFC | 2885.85 | 4 Digit
109140191 | T4M-B4RRFC-N | 0 | [6 empty] | 0
109140200 | T4M-B3SRFC | 2885.85 | 4 Digit
109140201 | T4M-B4SRFC-N | 0 | [6 empty] | 0
109140210 | T4M-B3CRFC | 2885.85 | 4 Digit
109140211 | T4M-B4CRFC-N | 0 | [6 empty] | 0
109150010 | T3H-B3RP0C | 3082.6125 | 3 Digit
109150011 | T3H-B4RP0C-N | 0 | [6 empty] | 0
109150020 | T3H-B3SP0C | 3082.6125 | 3 Digit
109150021 | T3H-B4SP0C-N | 0 | [6 empty] | 0
109150030 | T3H-B3CP0C | 3082.6125 | 3 Digit
109150031 | T3H-B4CP0C-N | 0 | [6 empty] | 0
109150040 | T3H-B3RP1C | 3082.6125 | 3 Digit
109150041 | T3H-B4RP1C-N | 0 | [6 empty] | 0
109150050 | T3H-B3SP1C | 3082.6125 | 3 Digit
109150051 | T3H-B4SP1C-N | 0 | [6 empty] | 0
109150060 | T3H-B3CP1C | 3082.6125 | 3 Digit
109150061 | T3H-B4CP1C-N | 0 | [6 empty] | 0
109150070 | T3H-B3RP4C | 3082.6125 | 3 Digit
109150071 | T3H-B4RP4C-N | 0 | [6 empty] | 0
109150080 | T3H-B3SP4C | 3082.6125 | 3 Digit
109150081 | T3H-B4SP4C-N | 0 | [6 empty] | 0
109150090 | T3H-B3CP4C | 3082.6125 | 3 Digit
109150091 | T3H-B4CP4C-N | 0 | [6 empty] | 0
109150100 | T3H-B3RJ4C | 3082.6125 | 3 Digit
109150101 | T3H-B3RJ8F | 3082.6125 | 3 Digit |  |  | DOF
109150102 | T3H-B4RJ4C-N | 0 | [6 empty] | 0
109150103 | T3H-B4RJ8F-N | 0 | [6 empty] | 0
109150110 | T3H-B3SJ4C | 3082.6125 | 3 Digit
109150111 | T3H-B4SJ4C-N | 0 | [6 empty] | 0
109150112 | T3H-B4SJ8F-N | 0 | [6 empty] | 0
109150120 | T3H-B3CJ4C | 3082.6125 | 3 Digit | W48 X H96 X L134mm | 110/220VAC | K(CA), J(IC), RTD | Relay,SSR,Current(4-20mA) | None
109150121 | T3H-B4CJ4C-N | 0 | [6 empty] | 0
109150122 | T3H-B4CJ8F-N | 0 | [6 empty] | 0
109150130 | T3H-B3RK4C | 3082.6125 | 3 Digit
109150131 | T3H-B4RK4C-N | 0 | [6 empty] | 0
109150140 | T3H-B3SK4C | 3082.6125 | 3 Digit
109150141 | T3H-B4SK4C-N | 0 | [6 empty] | 0
109150150 | T3H-B3CK4C | 3082.6125 | 3 Digit
109150151 | T3H-B4CK4C-N | 0 | [6 empty] | 0
109150160 | T3H-B3RK8C | 3082.6125 | 3 Digit
109150161 | T3H-B4RK8C-N | 0 | [6 empty] | 0
109150170 | T3H-B3SK8C | 3082.6125 | 3 Digit
109150171 | T3H-B4SK8C-N | 0 | [6 empty] | 0
109150180 | T3H-B3CK8C | 3082.6125 | 3 Digit
109150181 | T3H-B4CK8C-N | 0 | [6 empty] | 0
109150190 | T3H-B3RKAC | 3082.6125 | 3 Digit
109150191 | T3H-B4RKAC-N | 0 | [6 empty] | 0
109150200 | T3H-B3SKAC | 3082.6125 | 3 Digit
109150201 | T3H-B4SKAC-N | 0 | [6 empty] | 0
109150210 | T3H-B3CKAC | 3082.6125 | 3 Digit
109150211 | T3H-B4CKAC-N | 0 | [6 empty] | 0
109160010 | T4L-B3RP0C | 3476.1375 | 4 Digit
109160011 | T4L-B4RP0C-N | 0 | [6 empty] | 0
109160020 | T4L-B3SP0C | 3476.1375 | 4 Digit
109160021 | T4L-B4SP0C-N | 0 | [6 empty] | 0
109160030 | T4L-B3CP0C | 3476.1375 | 4 Digit
109160031 | T4L-B4CP0C-N | 0 | [6 empty] | 0
109160040 | T4L-B3RP1C | 3476.1375 | 4 Digit
109160041 | T4L-B4RP1C-N | 0 | [6 empty] | 0
109160050 | T4L-B3SP1C | 3476.1375 | 4 Digit
109160051 | T4L-B4SP1C-N | 0 | [6 empty] | 0
109160060 | T4L-B3CP1C | 3476.1375 | 4 Digit
109160061 | T4L-B4CP1C-N | 0 | [6 empty] | 0
109160070 | T4L-B3RP4C | 3476.1375 | 4 Digit
109160071 | T4L-B4RP4C-N | 0 | [6 empty] | 0
109160080 | T4L-B3SP4C | 3476.1375 | 4 Digit
109160081 | T4L-B4SP4C-N | 0 | [6 empty] | 0
109160090 | T4L-B3CP4C | 3476.1375 | 4 Digit
109160091 | T4L-B4CP4C-N | 0 | [6 empty] | 0
109160100 | T4L-B3RJ4C | 3476.1375 | 4 Digit
109160101 | T4L-B4RJ4C-N | 0 | [6 empty] | 0
109160110 | T4L-B3SJ4C | 3476.1375 | 4 Digit
109160111 | T4L-B4SJ4C-N | 0 | [6 empty] | 0
109160120 | T4L-B3CJ4C | 3476.1375 | 4 Digit | W96 X H96 X L100mm | 110/220VAC | K(CA), J(IC), RTD, R(PR) | Relay,SSR,Current(4-20mA) | None | Plug In
109160121 | T4L-B4CJ4C-N | 0 | [6 empty] | 0
109160130 | T4L-B3RK4C | 3476.1375 | 4 Digit
109160131 | T4L-B4RK4C-N | 0 | [6 empty] | 0
109160140 | T4L-B3SK4C | 3476.1375 | 4 Digit
109160141 | T4L-B4SK4C-N | 0 | [6 empty] | 0
109160150 | T4L-B3CK4C | 3476.1375 | 4 Digit
109160151 | T4L-B4CK4C-N | 0 | [6 empty] | 0
109160160 | T4L-B3RK8C | 3476.1375 | 4 Digit
109160161 | T4L-B4RK8C-N | 0 | [6 empty] | 0
109160170 | T4L-B3SK8C | 3476.1375 | 4 Digit
109160171 | T4L-B4SK8C-N | 0 | [6 empty] | 0
109160180 | T4L-B3CK8C | 3476.1375 | 4 Digit
109160181 | T4L-B4CK8C-N | 0 | [6 empty] | 0
109160190 | T4L-B3RKCC | 3476.1375 | 4 Digit
109160191 | T4L-B4RKCC-N | 0 | [6 empty] | 0
109160200 | T4L-B3SKCC | 3476.1375 | 4 Digit
109160201 | T4L-B4SKCC-N | 0 | [6 empty] | 0
109160210 | T4L-B3CKCC | 3476.1375 | 4 Digit
109160211 | T4L-B4CKCC-N | 0 | [6 empty] | 0
109160220 | T4L-B3RRFC | 3476.1375 | 4 Digit
109160221 | T4L-B4RRFC-N | 0 | [6 empty] | 0
109160230 | T4L-B3SRFC | 3476.1375 | 4 Digit
109160231 | T4L-B4SRFC-N | 0 | [6 empty] | 0
109160240 | T4L-B3CRFC | 3476.1375 | 4 Digit
109160241 | T4L-B4CRFC-N | 0 | [6 empty] | 0
109170010 | T4MA-B3RP0C | 3476.1375 | 4 Digit
109170011 | T4MA-B4RP0C-N | 0 | [6 empty] | 0
109170020 | T4MA-B3SP0C | 3476.1375 | 4 Digit
109170021 | T4MA-B4SP0C-N | 0 | [6 empty] | 0
109170030 | T4MA-B3CP0C | 3476.1375 | 4 Digit
109170031 | T4MA-B4CP0C-N | 0 | [6 empty] | 0
109170040 | T4MA-B3RP4C | 3476.1375 | 4 Digit
109170041 | T4MA-B4RP4C-N | 0 | [6 empty] | 0
109170050 | T4MA-B3SP4C | 3476.1375 | 4 Digit
109170051 | T4MA-B4SP4C-N | 0 | [6 empty] | 0
109170060 | T4MA-B3CP4C | 3476.1375 | 4 Digit
109170061 | T4MA-B4CP4C-N | 0 | [6 empty] | 0
109170070 | T4MA-B3RJ4C | 3476.1375 | 4 Digit
109170071 | T4MA-B4RJ4C-N | 0 | [6 empty] | 0
109170080 | T4MA-B3SJ4C | 3476.1375 | 4 Digit
109170081 | T4MA-B4SJ4C-N | 0 | [6 empty] | 0
109170090 | T4MA-B3CJ4C | 3476.1375 | 4 Digit | W72 X H72 X L112mm | 110/220VAC | K(CA), J(IC), RTD, R(PR) | Relay,SSR,Current(4-20mA) | None | Terminal
109170091 | T4MA-B4CJ4C-N | 0 | [6 empty] | 0
109170100 | T4MA-B3RK4C | 3476.1375 | 4 Digit
109170101 | T4MA-B4RK4C-N | 0 | [6 empty] | 0
109170110 | T4MA-B3SK4C | 3476.1375 | 4 Digit
109170111 | T4MA-B4SK4C-N | 0 | [6 empty] | 0
109170120 | T4MA-B3CK4C | 3476.1375 | 4 Digit
109170121 | T4MA-B4CK4C-N | 0 | [6 empty] | 0
109170130 | T4MA-B3RK8C | 3476.1375 | 4 Digit
109170131 | T4MA-B4RK8C-N | 0 | [6 empty] | 0
109170140 | T4MA-B3SK8C | 3476.1375 | 4 Digit
109170141 | T4MA-B4SK8C-N | 0 | [6 empty] | 0
109170150 | T4MA-B3CK8C | 3476.1375 | 4 Digit
109170151 | T4MA-B4CK8C-N | 0 | [6 empty] | 0
109170160 | T4MA-B3RKCC | 3476.1375 | 4 Digit
109170161 | T4MA-B4RKCC-N | 0 | [6 empty] | 0
109170170 | T4MA-B3SKCC | 3476.1375 | 4 Digit
109170171 | T4MA-B4SKCC-N | 0 | [6 empty] | 0
109170180 | T4MA-B3CKCC | 3476.1375 | 4 Digit
109170181 | T4MA-B4CKCC-N | 0 | [6 empty] | 0
109170190 | T4MA-B3RRFC | 3476.1375 | 4 Digit
109170191 | T4MA-B4RRFC-N | 0 | [6 empty] | 0
109170200 | T4MA-B3SRFC | 3476.1375 | 4 Digit
109170201 | T4MA-B4SRFC-N | 0 | [6 empty] | 0
109170210 | T4MA-B3CRFC | 3476.1375 | 4 Digit
109170211 | T4MA-B4CRFC-N | 0 | [6 empty] | 0
109180010 | T3HA-B3RP0C | 3476.1375 | 3 Digit
109180011 | T3HA-B4RP0C-N | 0 | [6 empty] | 0
109180020 | T3HA-B3SP0C | 3476.1375 | 3 Digit
109180021 | T3HA-B4SP0C-N | 0 | [6 empty] | 0
109180030 | T3HA-B3CP0C | 3476.1375 | 3 Digit
109180031 | T3HA-B4CP0C-N | 0 | [6 empty] | 0
109180040 | T3HA-B3RP4C | 3476.1375 | 3 Digit
109180041 | T3HA-B4RP4C-N | 0 | [6 empty] | 0
109180050 | T3HA-B3SP4C | 3476.1375 | 3 Digit
109180051 | T3HA-B4SP4C-N | 0 | [6 empty] | 0
109180060 | T3HA-B3CP4C | 3476.1375 | 3 Digit
109180061 | T3HA-B4CP4C-N | 0 | [6 empty] | 0
109180070 | T3HA-B3RJ4C | 3476.1375 | 3 Digit
109180071 | T3HA-B4RJ4C-N | 0 | [6 empty] | 0
109180080 | T3HA-B3SJ4C | 3476.1375 | 3 Digit
109180081 | T3HA-B4SJ4C-N | 0 | [6 empty] | 0
109180090 | T3HA-B3CJ4C | 3476.1375 | 3 Digit | W48 X H96 X L134mm | 110/220VAC | K(CA), J(IC), RTD | Relay,SSR,Current(4-20mA) | Alarm output 250VAC 1A(1a)
109180091 | T3HA-B4CJ4C-N | 0 | [6 empty] | 0
109180100 | T3HA-B3RK4C | 3476.1375 | 3 Digit
109180101 | T3HA-B4RK4C-N | 0 | [6 empty] | 0
109180110 | T3HA-B3SK4C | 3476.1375 | 3 Digit
109180111 | T3HA-B4SK4C-N | 0 | [6 empty] | 0
109180120 | T3HA-B3CK4C | 3476.1375 | 3 Digit |  |  |  |  | None
109180121 | T3HA-B4CK4C-N | 0 | [6 empty] | 0
109180130 | T3HA-B3RK8C | 3476.1375 | 3 Digit
109180131 | T3HA-B4RK8C-N | 0 | [6 empty] | 0
109180140 | T3HA-B3SK8C | 3476.1375 | 3 Digit
109180141 | T3HA-B4SK8C-N | 0 | [6 empty] | 0
109180150 | T3HA-B3CK8C | 3476.1375 | 3 Digit
109180151 | T3HA-B4CK8C-N | 0 | [6 empty] | 0
109180160 | T3HA-B3RKAC | 3476.1375 | 3 Digit
109180161 | T3HA-B4RKAC-N | 0 | [6 empty] | 0
109180170 | T3HA-B3SKAC | 3476.1375 | 3 Digit
109180171 | T3HA-B4SKAC-N | 0 | [6 empty] | 0
109180180 | T3HA-B3CKAC | 3476.1375 | 3 Digit
109180181 | T3HA-B4CKAC-N | 0 | [6 empty] | 0
109190010 | T3HS-B3RP4C | 3476.1375 | 3 Digit
109190011 | T3HS-B4RP4C-N | 0 | [6 empty] | 0
109190020 | T3HS-B3SP4C | 3476.1375 | 3 Digit
109190021 | T3HS-B4SP4C-N | 0 | [6 empty] | 0
109190030 | T3HS-B3CP4C | 3476.1375 | 3 Digit
109190031 | T3HS-B3CP4C-N | 0 | [6 empty] | 0
109190040 | T3HS-B3RJ4C | 3476.1375 | 3 Digit
109190041 | T3HS-B4RJ4C-N | 0 | [6 empty] | 0
109190050 | T3HS-B3SJ4C | 3476.1375 | 3 Digit
109190051 | T3HS-B4SJ4C-N | 0 | [6 empty] | 0
109190060 | T3HS-B3CJ4C | 3476.1375 | 3 Digit | W48 X H96 X L134mm | 110/220VAC | K(CA), J(IC), RTD | Relay,SSR,Current(4-20mA) | None | Terminal
109190061 | T3HS-B4CJ4C-N | 0 | [6 empty] | 0
109190070 | T3HS-B3RK4C | 3476.1375 | 3 Digit
109190071 | T3HS-B4RK4C-N | 0 | [6 empty] | 0
109190080 | T3HS-B3SK4C | 3476.1375 | 3 Digit
109190081 | T3HS-B4SK4C-N | 0 | [6 empty] | 0
109190090 | T3HS-B3CK4C | 3476.1375 | 3 Digit
109190091 | T3HS-B4CK4C-N | 0 | [6 empty] | 0
109200010 | T4LA-B3RP0C | 4066.425 | 4 Digit
109200011 | T4LA-B4RP0C-N | 0 | [6 empty] | 0
109200020 | T4LA-B3SP0C | 4066.425 | 4 Digit
109200021 | T4LA-B4SP0C-N | 0 | [6 empty] | 0
109200030 | T4LA-B3CP0C | 4066.425 | 4 Digit
109200031 | T4LA-B4CP0C-N | 0 | [6 empty] | 0
109200040 | T4LA-B3RP4C | 4066.425 | 4 Digit
109200041 | T4LA-B4RP4C-N | 0 | [6 empty] | 0
109200050 | T4LA-B3SP4C | 4066.425 | 4 Digit
109200051 | T4LA-B4SP4C-N | 0 | [6 empty] | 0
109200060 | T4LA-B3CP4C | 4066.425 | 4 Digit
109200061 | T4LA-B4CP4C-N | 0 | [6 empty] | 0
109200070 | T4LA-B3RJ4C | 4066.425 | 4 Digit
109200071 | T4LA-B4RJ4C-N | 0 | [6 empty] | 0
109200080 | T4LA-B3SJ4C | 4066.425 | 4 Digit
109200081 | T4LA-B4SJ4C-N | 0 | [6 empty] | 0
109200090 | T4LA-B3CJ4C | 4066.425 | 4 Digit | W96 X H96 X L100mm | 110/220VAC | K(CA), J(IC), RTD, R(PR) | Relay,SSR,Current(4-20mA) | None | Plug In
109200091 | T4LA-B4CJ4C-N | 0 | [6 empty] | 0
109200100 | T4LA-B3RK4C | 4066.425 | 4 Digit
109200101 | T4LA-B4RK4C-N | 0 | [6 empty] | 0
109200110 | T4LA-B3SK4C | 4066.425 | 4 Digit
109200111 | T4LA-B4SK4C-N | 0 | [6 empty] | 0
109200120 | T4LA-B3CK4C | 4066.425 | 4 Digit
109200121 | T4LA-B4CK4C-N | 0 | [6 empty] | 0
109200130 | T4LA-B3RK8C | 4066.425 | 4 Digit
109200131 | T4LA-B4RK8C-N | 0 | [6 empty] | 0
109200140 | T4LA-B3SK8C | 4066.425 | 4 Digit
109200141 | T4LA-B4SK8C-N | 0 | [6 empty] | 0
109200150 | T4LA-B3CK8C | 4066.425 | 4 Digit
109200151 | T4LA-B4CK8C-N | 0 | [6 empty] | 0
109200160 | T4LA-B3RKCC | 4066.425 | 4 Digit
109200161 | T4LA-B4RKCC-N | 0 | [6 empty] | 0
109200170 | T4LA-B3SKCC | 4066.425 | 4 Digit
109200171 | T4LA-B4SKCC-N | 0 | [6 empty] | 0
109200180 | T4LA-B3CKCC | 4066.425 | 4 Digit
109200181 | T4LA-B4CKCC-N | 0 | [6 empty] | 0
109200190 | T4LA-B3RRFC | 4066.425 | 4 Digit
109200191 | T4LA-B4RRFC-N | 0 | [6 empty] | 0
109200200 | T4LA-B3SRFC | 4066.425 | 4 Digit
109200201 | T4LA-B4SRFC-N | 0 | [6 empty] | 0
109200210 | T4LA-B3CRFC | 4066.425 | 4 Digit
109200211 | T4LA-B4CRFC-N | 0 | [6 empty] | 0
109210010 | T4LP-B3RP2C | 4197.6 | 4 Digit
109210011 | T4LP-B4RP2C-N | 0 | [6 empty] | 0
109210020 | T4LP-B3SP2C | 4197.6 | 4 Digit
109210021 | T4LP-B4SP2C-N | 0 | [6 empty] | 0
109210030 | T4LP-B3CP2C | 4197.6 | 4 Digit
109210031 | T4LP-B4CP2C-N | 0 | [6 empty] | 0
109210040 | T4LP-B3RP4C | 4197.6 | 4 Digit
109210041 | T4LP-B4RP4C-N | 0 | [6 empty] | 0
109210050 | T4LP-B3SP4C | 4197.6 | 4 Digit
109210051 | T4LP-B4SP4C-N | 0 | [6 empty] | 0
109210060 | T4LP-B3CP4C | 4197.6 | 4 Digit
109210061 | T4LP-B4CP4C-N | 0 | [6 empty] | 0
109210070 | T4LP-B3RJ4C | 4197.6 | 4 Digit
109210071 | T4LP-B4RJ4C-N | 0 | [6 empty] | 0
109210080 | T4LP-B3SJ4C | 4197.6 | 4 Digit
109210081 | T4LP-B4SJ4C-N | 0 | [6 empty] | 0
109210090 | T4LP-B3CJ4C | 4197.6 | 4 Digit | W96 X H96 X L100mm | 110/220VAC | K(CA), J(IC), RTD, R(PR) | Relay 250VAC 3A (1c),SSR, Current(4-20mA) | Alarm output 250VAC 1A(1a) | Terminal
109210091 | T4LP-B4CJ4C-N | 0 | [6 empty] | 0
109210100 | T4LP-B3RK4C | 4197.6 | 4 Digit
109210101 | T4LP-B4RK4C-N | 0 | [6 empty] | 0
109210110 | T4LP-B3SK4C | 4197.6 | 4 Digit
109210111 | T4LP-B4SK4C-N | 0 | [6 empty] | 0
109210120 | T4LP-B3CK4C | 4197.6 | 4 Digit
109210121 | T4LP-B4CK4C-N | 0 | [6 empty] | 0
109210130 | T4LP-B3RK8C | 4197.6 | 4 Digit
109210131 | T4LP-B4RK8C-N | 0 | [6 empty] | 0
109210140 | T4LP-B3SK8C | 4197.6 | 4 Digit
109210141 | T4LP-B4SK8C-N | 0 | [6 empty] | 0
109210150 | T4LP-B3CK8C | 4197.6 | 4 Digit
109210151 | T4LP-B4CK8C-N | 0 | [6 empty] | 0
109210160 | T4LP-B3RKCC | 4197.6 | 4 Digit
109210161 | T4LP-B4RKCC-N | 0 | [6 empty] | 0
109210170 | T4LP-B3SKCC | 4197.6 | 4 Digit
109210171 | T4LP-B4SKCC-N | 0 | [6 empty] | 0
109210180 | T4LP-B3CKCC | 4197.6 | 4 Digit
109210181 | T4LP-B4CKCC-N | 0 | [6 empty] | 0
109210190 | T4LP-B3RRFC | 4197.6 | 4 Digit
109210191 | T4LP-B4RRFC-N | 0 | [6 empty] | 0
109210200 | T4LP-B3SRFC | 4197.6 | 4 Digit
109210201 | T4LP-B4SRFC-N | 0 | [6 empty] | 0
109210210 | T4LP-B3CRFC | 4197.6 | 4 Digit
109210211 | T4LP-B4CRFC-N | 0 | [6 empty] | 0
109220010 | T4WM-N3NP0C | 3738.4875 | 4 Digit
109220020 | T4WM-N3NP4C | 3738.4875 | 4 Digit
109220030 | T4WM-N3NJ5C | 3738.4875 | 4 Digit | W96 X H48 X 99.6mm | 110/220VAC | K(CA), J(IC), RTD | None | None | Terminal
109220040 | T4WM-N3NKCC | 3738.4875 | 4 Digit
Артикул | Model | Retail price, RUR | Digit | Size | Power supply | Input | Control output | Sub Output | etc
109010020 | TOS-B4RPXC | 983.8125 | None
109010030 | TOS-B4RP1C | 983.8125 | None | [5 empty] | 0
109010040 | TOS-B4SP1C | 983.8125 | None
109010050 | TOS-B4SP2C | 983.8125 | None
109010060 | TOS-B4RP2C | 983.8125 | None
109010070 | TOS-B4RP3C | 983.8125 | None
109010080 | TOS-B4SP3C | 983.8125 | None
109010090 | TOS-B4RP4C | 983.8125 | None
109010092 | TOS-B4RP4F | 983.8125 | None
109010100 | TOS-B4SP4C | 983.8125 | None
109010110 | TOS-B4RJ1C | 983.8125 | None | W48 X H48 X L79mm | 100-240VAC 50/60Hz | K(CA), J(IC), RTD | Relay 250VAC 2A (1c),SSR | None
109010120 | TOS-B4SJ1C | 983.8125 | None
109010130 | TOS-B4RJ2C | 983.8125 | None
109010131 | TOS-B4RJ2F | 983.8125 | None
109010140 | TOS-B4SJ2C | 983.8125 | None
109010150 | TOS-B4RJ3C | 983.8125 | None
109010160 | TOS-B4SJ3C | 983.8125 | None
109010170 | TOS-B4RJ4C | 983.8125 | None | [5 empty] | 0
109010171 | TOS-B4RJ4F | 983.8125 | None
109010180 | TOS-B4SJ4C | 983.8125 | None
109010181 | TOS-B4SJ4F | 983.8125 | None
109010190 | TOS-B4RJ6C | 983.8125 | None
109010191 | TOS-B4RJ6F | 983.8125 | None
109010195 | TOS-B4RJ8F | 983.8125 | None
109010196 | TOS-B4SJ8F | 983.8125 | None
109010200 | TOS-B4SJ6C | 983.8125 | None
109010201 | TOS-B4SJ6F | 983.8125 | None
109010210 | TOS-B4RK1C | 983.8125 | None
109010211 | TOS-B4RKXC | 983.8125 | None | [5 empty] | 0-60 DOC
109010220 | TOS-B4SK1C | 983.8125 | None
109010230 | TOS-B4RK2C | 983.8125 | None
109010240 | TOS-B4SK2C | 983.8125 | None
109010250 | TOS-B4RK3C | 983.8125 | None
109010260 | TOS-B4SK3C | 983.8125 | None
109010270 | TOS-B4RK4C | 983.8125 | None
109010280 | TOS-B4SK4C | 983.8125 | None | [5 empty] | 0
109010282 | TOS-B4RK4F | 983.8125 | None
109010290 | TOS-B4RK6C | 983.8125 | None
109010291 | TOS-B4RK6F | 983.8125 | None
109010300 | TOS-B4SK6C | 983.8125 | None
109010301 | TOS-B4SK6F | 983.8125 | None
109010310 | TOS-B4RK8C | 983.8125 | None
109010311 | TOS-B4RK8F | 983.8125 | None
109010320 | TOS-B4SK8C | 983.8125 | None
109010325 | TOS-B4SKAF | 983.8125 | None
109010330 | TOS-B4RKCC | 983.8125 | None
109010340 | TOS-B4SKCC | 983.8125 | None
109010350 | TOS-B4RJAF | 983.8125 | None
109019000 | TOS-B4RKXC | 983.8125 | None | [5 empty] | OPTION(K70-150)
109020020 | TOM-F3RP1C | 1311.75 | None
109020030 | TOM-F3SP1C | 1311.75 | None
109020040 | TOM-P3RP1C | 1311.75 | None
109020050 | TOM-P3SP1C | 1311.75 | None
109020060 | TOM-F3RP2C | 1311.75 | None
109020070 | TOM-F3SP2C | 1311.75 | None
109020080 | TOM-P3RP2C | 1311.75 | None
109020090 | TOM-P3SP2C | 1311.75 | None
109020100 | TOM-F3RP4C | 1311.75 | None
109020110 | TOM-F3SP4C | 1311.75 | None
109020120 | TOM-P3RP4C | 1311.75 | None
109020130 | TOM-P3SP4C | 1311.75 | None
109020140 | TOM-F3RJ1C | 1311.75 | None | W72 X H72 x L112mm | 110/220VAC | K(CA), J(IC), RTD | Relay 250VAC 3A (1c),SSR | None
109020150 | TOM-F3SJ1C | 1311.75 | None
109020160 | TOM-P3RJ1C | 1311.75 | None
109020170 | TOM-P3SJ1C | 1311.75 | None
109020180 | TOM-F3RJ2C | 1311.75 | None
109020190 | TOM-F3SJ2C | 1311.75 | None
109020200 | TOM-P3RJ2C | 1311.75 | None
109020210 | TOM-P3SJ2C | 1311.75 | None
109020220 | TOM-F3RJ3C | 1311.75 | None
109020230 | TOM-F3SJ3C | 1311.75 | None
109020240 | TOM-P3RJ3C | 1311.75 | None
109020250 | TOM-P3SJ3C | 1311.75 | None
109020260 | TOM-F3RJ4C | 1311.75 | None
109020270 | TOM-F3SJ4C | 1311.75 | None
109020280 | TOM-P3RJ4C | 1311.75 | None
109020290 | TOM-P3SJ4C | 1311.75 | None
109020300 | TOM-F3RK1C | 1311.75 | None
109020310 | TOM-F3SK1C | 1311.75 | None
109020320 | TOM-P3RK1C | 1311.75 | None
109020330 | TOM-P3SK1C | 1311.75 | None
109020340 | TOM-F3RK2C | 1311.75 | None
109020350 | TOM-F3SK2C | 1311.75 | None
109020360 | TOM-P3RK2C | 1311.75 | None
109020370 | TOM-P3SK2C | 1311.75 | None
109020380 | TOM-F3RK3C | 1311.75 | None
109020390 | TOM-F3SK3C | 1311.75 | None
109020400 | TOM-P3RK3C | 1311.75 | None
109020410 | TOM-P3SK3C | 1311.75 | None
109020420 | TOM-F3RK4C | 1311.75 | None
109020430 | TOM-F3SK4C | 1311.75 | None
109020440 | TOM-P3RK4C | 1311.75 | None
109020450 | TOM-P3SK4C | 1311.75 | None
109020460 | TOM-F3RK6C | 1311.75 | None
109020470 | TOM-F3SK6C | 1311.75 | None
109020480 | TOM-P3RK6C | 1311.75 | None
109020490 | TOM-P3SK6C | 1311.75 | None
109020500 | TOM-F3RK8C | 1311.75 | None
109020510 | TOM-F3SK8C | 1311.75 | None
109020520 | TOM-P3RK8C | 1311.75 | None
109020530 | TOM-P3SK8C | 1311.75 | None
109020540 | TOM-F3RKCC | 1311.75 | None
109020550 | TOM-F3SKCC | 1311.75 | None
109020560 | TOM-P3RKCC | 1311.75 | None
109020570 | TOM-P3SKCC | 1311.75 | None
109040020 | TOL-F3RP1C | 1311.75 | None
109040030 | TOL-F3SP1C | 1311.75 | None
109040040 | TOL-P3RP1C | 1311.75 | None
109040050 | TOL-P3SP1C | 1311.75 | None
109040060 | TOL-F3RP2C | 1311.75 | None
109040070 | TOL-F3SP2C | 1311.75 | None
109040080 | TOL-P3RP2C | 1311.75 | None
109040090 | TOL-P3SP2C | 1311.75 | None | [5 empty] | Terminal
109040100 | TOL-F3RP4C | 1311.75 | None
109040110 | TOL-F3SP4C | 1311.75 | None
109040120 | TOL-P3RP4C | 1311.75 | None
109040130 | TOL-P3SP4C | 1311.75 | None | [5 empty] | Terminal
109040140 | TOL-F3RJ1C | 1311.75 | None | W96 X H96 X L100mm | 110/220VAC | K(CA), J(IC), RTD | Relay 250VAC 3A (1c),SSR |  | Plug In
109040150 | TOL-F3SJ1C | 1311.75 | None
109040160 | TOL-P3RJ1C | 1311.75 | None
109040170 | TOL-P3SJ1C | 1311.75 | None
109040180 | TOL-F3RJ2C | 1311.75 | None
109040190 | TOL-F3SJ2C | 1311.75 | None
109040200 | TOL-P3RJ2C | 1311.75 | None
109040210 | TOL-P3SJ2C | 1311.75 | None
109040220 | TOL-F3RJ3C | 1311.75 | None
109040230 | TOL-F3SJ3C | 1311.75 | None
109040240 | TOL-P3RJ3C | 1311.75 | None
109040250 | TOL-P3SJ3C | 1311.75 | None
109040260 | TOL-F3RJ4C | 1311.75 | None
109040270 | TOL-F3SJ4C | 1311.75 | None
109040280 | TOL-P3RJ4C | 1311.75 | None
109040290 | TOL-P3SJ4C | 1311.75 | None
109040300 | TOL-F3RK1C | 1311.75 | None
109040310 | TOL-F3SK1C | 1311.75 | None
109040320 | TOL-P3RK1C | 1311.75 | None
109040330 | TOL-P3SK1C | 1311.75 | None
109040340 | TOL-F3RK2C | 1311.75 | None
109040350 | TOL-F3SK2C | 1311.75 | None
109040360 | TOL-P3RK2C | 1311.75 | None
109040370 | TOL-P3SK2C | 1311.75 | None
109040380 | TOL-F3RK3C | 1311.75 | None
109040390 | TOL-F3SK3C | 1311.75 | None
109040400 | TOL-P3RK3C | 1311.75 | None
109040410 | TOL-P3SK3C | 1311.75 | None
109040420 | TOL-F3RK4C | 1311.75 | None
109040430 | TOL-F3SK4C | 1311.75 | None
109040440 | TOL-P3RK4C | 1311.75 | None
109040450 | TOL-P3SK4C | 1311.75 | None
109040460 | TOL-F3RK6C | 1311.75 | None
109040470 | TOL-F3SK6C | 1311.75 | None
109040480 | TOL-P3RK6C | 1311.75 | None
109040490 | TOL-P3SK6C | 1311.75 | None
109040500 | TOL-F3RK8C | 1311.75 | None
109040510 | TOL-F3SK8C | 1311.75 | None
109040520 | TOL-P3RK8C | 1311.75 | None
109040530 | TOL-P3SK8C | 1311.75 | None
109040540 | TOL-F3RKCC | 1311.75 | None
109040550 | TOL-F3SKCC | 1311.75 | None
109040560 | TOL-P3RKCC | 1311.75 | None
109040570 | TOL-P3SKCC | 1311.75 | None
Артикул | Model | Retail price, RUR | Digit | Size | Power supply | Input | Control output | Sub Output | etc
109770010 | TAS-B4RK1C | 983.8125 | None | W48 X H48 X L67mm | 100-240VAC 50/60Hz | K(CA) | Relay 250VAC 3A | None | ℃
109770020 | TAS-B4RK2C | 983.8125 | None | W48 X H48 X L67mm | 100-240VAC 50/60Hz | K(CA) | Relay 250VAC 3A | None | ℃
109770030 | TAS-B4RK4C | 983.8125 | None | W48 X H48 X L67mm | 100-240VAC 50/60Hz | K(CA) | Relay 250VAC 3A | None | ℃
109770040 | TAS-B4RK6C | 983.8125 | None | W48 X H48 X L67mm | 100-240VAC 50/60Hz | K(CA) | Relay 250VAC 3A | None | ℃
109770050 | TAS-B4RK8C | 983.8125 | None | W48 X H48 X L67mm | 100-240VAC 50/60Hz | K(CA) | Relay 250VAC 3A | None | ℃
109770060 | TAS-B4RKCC | 983.8125 | None | W48 X H48 X L67mm | 100-240VAC 50/60Hz | K(CA) | Relay 250VAC 3A | None | ℃
109770070 | TAS-B4RK1F | 983.8125 | None | W48 X H48 X L67mm | 100-240VAC 50/60Hz | K(CA) | Relay 250VAC 3A | None | ℉
109770080 | TAS-B4RK2F | 983.8125 | None | W48 X H48 X L67mm | 100-240VAC 50/60Hz | K(CA) | Relay 250VAC 3A | None | ℉
109770090 | TAS-B4RK4F | 983.8125 | None | W48 X H48 X L67mm | 100-240VAC 50/60Hz | K(CA) | Relay 250VAC 3A | None | ℉
109770100 | TAS-B4RK6F | 983.8125 | None | W48 X H48 X L67mm | 100-240VAC 50/60Hz | K(CA) | Relay 250VAC 3A | None | ℉
109770110 | TAS-B4RK8F | 983.8125 | None | W48 X H48 X L67mm | 100-240VAC 50/60Hz | K(CA) | Relay 250VAC 3A | None | ℉
109770120 | TAS-B4RKCF | 983.8125 | None | W48 X H48 X L67mm | 100-240VAC 50/60Hz | K(CA) | Relay 250VAC 3A | None | ℉
109770130 | TAS-B4SK1C | 983.8125 | None | W48 X H48 X L67mm | 100-240VAC 50/60Hz | K(CA) | Relay 250VAC 3A | None | ℃
109770140 | TAS-B4SK2C | 983.8125 | None | W48 X H48 X L67mm | 100-240VAC 50/60Hz | K(CA) | Relay 250VAC 3A | None | ℃
109770150 | TAS-B4SK4C | 983.8125 | None | W48 X H48 X L67mm | 100-240VAC 50/60Hz | K(CA) | Relay 250VAC 3A | None | ℃
109770160 | TAS-B4SK6C | 983.8125 | None | W48 X H48 X L67mm | 100-240VAC 50/60Hz | K(CA) | Relay 250VAC 3A | None | ℃
109770170 | TAS-B4SK8C | 983.8125 | None | W48 X H48 X L67mm | 100-240VAC 50/60Hz | K(CA) | Relay 250VAC 3A | None | ℃
109770180 | TAS-B4SKCC | 983.8125 | None | W48 X H48 X L67mm | 100-240VAC 50/60Hz | DPt100 | SSR 12VDC 20 mA Max. | None | ℃
109770190 | TAS-B4SK1F | 983.8125 | None | W48 X H48 X L67mm | 100-240VAC 50/60Hz | K(CA) | Relay 250VAC 3A | None | ℉
109770200 | TAS-B4SK2F | 983.8125 | None | W48 X H48 X L67mm | 100-240VAC 50/60Hz | K(CA) | Relay 250VAC 3A | None | ℉
109770210 | TAS-B4SK4F | 983.8125 | None | W48 X H48 X L67mm | 100-240VAC 50/60Hz | K(CA) | Relay 250VAC 3A | None | ℉
109770220 | TAS-B4SK6F | 983.8125 | None | W48 X H48 X L67mm | 100-240VAC 50/60Hz | K(CA) | Relay 250VAC 3A | None | ℉
109770230 | TAS-B4SK8F | 983.8125 | None | W48 X H48 X L67mm | 100-240VAC 50/60Hz | K(CA) | Relay 250VAC 3A | None | ℉
109770240 | TAS-B4SKCF | 983.8125 | None | W48 X H48 X L67mm | 100-240VAC 50/60Hz | K(CA) | Relay 250VAC 3A | None | ℉
109770250 | TAS-B4RJ2C | 983.8125 | None | W48 X H48 X L67mm | 100-240VAC 50/60Hz | J(IC) | Relay 250VAC 3A | None | ℃
109770260 | TAS-B4RJ3C | 983.8125 | None | W48 X H48 X L67mm | 100-240VAC 50/60Hz | J(IC) | Relay 250VAC 3A | None | ℃
109770270 | TAS-B4RJ4C | 983.8125 | None | W48 X H48 X L67mm | 100-240VAC 50/60Hz | J(IC) | Relay 250VAC 3A | None | ℃
109770280 | TAS-B4RJ2F | 983.8125 | None | W48 X H48 X L67mm | 100-240VAC 50/60Hz | J(IC) | Relay 250VAC 3A | None | ℉
109770290 | TAS-B4RJ3F | 983.8125 | None | W48 X H48 X L67mm | 100-240VAC 50/60Hz | J(IC) | Relay 250VAC 3A | None | ℉
109770300 | TAS-B4RJ4F | 983.8125 | None | W48 X H48 X L67mm | 100-240VAC 50/60Hz | J(IC) | Relay 250VAC 3A | None | ℉
109770310 | TAS-B4SJ2C | 983.8125 | None | W48 X H48 X L67mm | 100-240VAC 50/60Hz | J(IC) | SSR 12VDC 20 mA Max. | None | ℃
109770320 | TAS-B4SJ3C | 983.8125 | None | W48 X H48 X L67mm | 100-240VAC 50/60Hz | J(IC) | SSR 12VDC 20 mA Max. | None | ℃
109770330 | TAS-B4SJ4C | 983.8125 | None | W48 X H48 X L67mm | 100-240VAC 50/60Hz | J(IC) | SSR 12VDC 20 mA Max. | None | ℃
109770340 | TAS-B4SJ2F | 983.8125 | None | W48 X H48 X L67mm | 100-240VAC 50/60Hz | J(IC) | SSR 12VDC 20 mA Max. | None | ℉
109770350 | TAS-B4SJ3F | 983.8125 | None | W48 X H48 X L67mm | 100-240VAC 50/60Hz | J(IC) | SSR 12VDC 20 mA Max. | None | ℉
109770360 | TAS-B4SJ4F | 983.8125 | None | W48 X H48 X L67mm | 100-240VAC 50/60Hz | J(IC) | SSR 12VDC 20 mA Max. | None | ℉
109770370 | TAS-B4RP0C | 983.8125 | None | W48 X H48 X L67mm | 100-240VAC 50/60Hz | DPt100 | SSR 12VDC 20 mA Max. | None | ℃
109770380 | TAS-B4RP1C | 983.8125 | None | W48 X H48 X L67mm | 100-240VAC 50/60Hz | DPt100 | SSR 12VDC 20 mA Max. | None | ℃
109770390 | TAS-B4RP2C | 983.8125 | None | W48 X H48 X L67mm | 100-240VAC 50/60Hz | DPt100 | SSR 12VDC 20 mA Max. | None | ℃
109770400 | TAS-B4RP4C | 983.8125 | None | W48 X H48 X L67mm | 100-240VAC 50/60Hz | DPt100 | SSR 12VDC 20 mA Max. | None | ℃
109770410 | TAS-B4RP0F | 983.8125 | None | W48 X H48 X L67mm | 100-240VAC 50/60Hz | DPt100 | SSR 12VDC 20 mA Max. | None | ℉
109770420 | TAS-B4RP1F | 983.8125 | None | W48 X H48 X L67mm | 100-240VAC 50/60Hz | DPt100 | SSR 12VDC 20 mA Max. | None | ℉
109770430 | TAS-B4RP2F | 983.8125 | None | W48 X H48 X L67mm | 100-240VAC 50/60Hz | DPt100 | SSR 12VDC 20 mA Max. | None | ℉
109770440 | TAS-B4RP4F | 983.8125 | None | W48 X H48 X L67mm | 100-240VAC 50/60Hz | DPt100 | SSR 12VDC 20 mA Max. | None | ℉
109770450 | TAS-B4SP0C | 983.8125 | None | W48 X H48 X L67mm | 100-240VAC 50/60Hz | DPt100 | SSR 12VDC 20 mA Max. | None | ℃
109770460 | TAS-B4SP1C | 983.8125 | None | W48 X H48 X L67mm | 100-240VAC 50/60Hz | DPt100 | SSR 12VDC 20 mA Max. | None | ℃
109770470 | TAS-B4SP2C | 983.8125 | None | W48 X H48 X L67mm | 100-240VAC 50/60Hz | DPt100 | SSR 12VDC 20 mA Max. | None | ℃
109770480 | TAS-B4SP4C | 983.8125 | None | W48 X H48 X L67mm | 100-240VAC 50/60Hz | DPt100 | SSR 12VDC 20 mA Max. | None | ℃
109770490 | TAS-B4SP0F | 983.8125 | None | W48 X H48 X L67mm | 100-240VAC 50/60Hz | DPt100 | SSR 12VDC 20 mA Max. | None | ℉
109770500 | TAS-B4SP1F | 983.8125 | None | W48 X H48 X L67mm | 100-240VAC 50/60Hz | DPt100 | SSR 12VDC 20 mA Max. | None | ℉
109770510 | TAS-B4SP2F | 983.8125 | None | W48 X H48 X L67mm | 100-240VAC 50/60Hz | DPt100 | SSR 12VDC 20 mA Max. | None | ℉
109770520 | TAS-B4SP4F | 983.8125 | None | W48 X H48 X L67mm | 100-240VAC 50/60Hz | DPt100 | SSR 12VDC 20 mA Max. | None | ℉
■Non-indicationg type temperature controllers
Артикул | Model | Retail price, RUR | control method | control output | Temperature range | Sensor input type | Unit
109780010 | TAM-B4RK1C | 1311.75 | ON/OFF & PID control | Relay output | 0~100 | K(CA) | ℃
109780020 | TAM-B4RK2C | 1311.75 | ON/OFF & PID control | Relay output | 0~200 | K(CA) | ℃
109780030 | TAM-B4RK4C | 1311.75 | ON/OFF & PID control | Relay output | 0~400 | K(CA) | ℃
109780040 | TAM-B4RK6C | 1311.75 | ON/OFF & PID control | Relay output | 0~600 | K(CA) | ℃
109780050 | TAM-B4RK8C | 1311.75 | ON/OFF & PID control | Relay output | 0~800 | K(CA) | ℃
109780060 | TAM-B4RKCC | 1311.75 | ON/OFF & PID control | Relay output | 0~1,200 | K(CA) | ℃
109780070 | TAM-B4RK1F | 1311.75 | ON/OFF & PID control | Relay output | 32~212 | K(CA) | ℉
109780080 | TAM-B4RK2F | 1311.75 | ON/OFF & PID control | Relay output | 32~392 | K(CA) | ℉
109780090 | TAM-B4RK4F | 1311.75 | ON/OFF & PID control | Relay output | 32~752 | K(CA) | ℉
109780100 | TAM-B4RK6F | 1311.75 | ON/OFF & PID control | Relay output | 32~1,112 | K(CA) | ℉
109780110 | TAM-B4RK8F | 1311.75 | ON/OFF & PID control | Relay output | 32~1,472 | K(CA) | ℉
109780120 | TAM-B4RKCF | 1311.75 | ON/OFF & PID control | Relay output | 32~2,192 | K(CA) | ℉
109780130 | TAM-B4SK1C | 1311.75 | ON/OFF & PID control | SSR drive output | 0~100 | K(CA) | ℃
109780140 | TAM-B4SK2C | 1311.75 | ON/OFF & PID control | SSR drive output | 0~200 | K(CA) | ℃
109780150 | TAM-B4SK4C | 1311.75 | ON/OFF & PID control | SSR drive output | 0~400 | K(CA) | ℃
109780160 | TAM-B4SK6C | 1311.75 | ON/OFF & PID control | SSR drive output | 0~600 | K(CA) | ℃
109780170 | TAM-B4SK8C | 1311.75 | ON/OFF & PID control | SSR drive output | 0~800 | K(CA) | ℃
109780180 | TAM-B4SKCC | 1311.75 | ON/OFF & PID control | SSR drive output | 0~1,200 | K(CA) | ℃
109780190 | TAM-B4SK1F | 1311.75 | ON/OFF & PID control | SSR drive output | 32~212 | K(CA) | ℉
109780200 | TAM-B4SK2F | 1311.75 | ON/OFF & PID control | SSR drive output | 32~392 | K(CA) | ℉
109780210 | TAM-B4SK4F | 1311.75 | ON/OFF & PID control | SSR drive output | 32~752 | K(CA) | ℉
109780220 | TAM-B4SK6F | 1311.75 | ON/OFF & PID control | SSR drive output | 32~1,112 | K(CA) | ℉
109780230 | TAM-B4SK8F | 1311.75 | ON/OFF & PID control | SSR drive output | 32~1,472 | K(CA) | ℉
109780240 | TAM-B4SKCF | 1311.75 | ON/OFF & PID control | SSR drive output | 32~2,192 | K(CA) | ℉
109780250 | TAM-B4RJ2C | 1311.75 | ON/OFF & PID control | Relay output | 0~200 | J(IC) | ℃
109780260 | TAM-B4RJ3C | 1311.75 | ON/OFF & PID control | Relay output | 0~300 | J(IC) | ℃
109780270 | TAM-B4RJ4C | 1311.75 | ON/OFF & PID control | Relay output | 0~400 | J(IC) | ℃
109780280 | TAM-B4RJ2F | 1311.75 | ON/OFF & PID control | Relay output | 32~392 | J(IC) | ℉
109780290 | TAM-B4RJ3F | 1311.75 | ON/OFF & PID control | Relay output | 32~572 | J(IC) | ℉
109780300 | TAM-B4RJ4F | 1311.75 | ON/OFF & PID control | Relay output | 32~752 | J(IC) | ℉
109780310 | TAM-B4SJ2C | 1311.75 | ON/OFF & PID control | SSR drive output | 0~200 | J(IC) | ℃
109780320 | TAM-B4SJ3C | 1311.75 | ON/OFF & PID control | SSR drive output | 0~300 | J(IC) | ℃
109780330 | TAM-B4SJ4C | 1311.75 | ON/OFF & PID control | SSR drive output | 0~400 | J(IC) | ℃
109780340 | TAM-B4SJ2F | 1311.75 | ON/OFF & PID control | SSR drive output | 32~392 | J(IC) | ℉
109780350 | TAM-B4SJ3F | 1311.75 | ON/OFF & PID control | SSR drive output | 32~572 | J(IC) | ℉
109780360 | TAM-B4SJ4F | 1311.75 | ON/OFF & PID control | SSR drive output | 32~752 | J(IC) | ℉
109780370 | TAM-B4RP0C | 1311.75 | ON/OFF & PID control | Relay output | -50~100 | DPt100 | ℃
109780380 | TAM-B4RP1C | 1311.75 | ON/OFF & PID control | Relay output | 0~100 | DPt101 | ℃
109780390 | TAM-B4RP2C | 1311.75 | ON/OFF & PID control | Relay output | 0~200 | DPt102 | ℃
109780400 | TAM-B4RP4C | 1311.75 | ON/OFF & PID control | Relay output | 0~400 | DPt103 | ℃
109780410 | TAM-B4RP0F | 1311.75 | ON/OFF & PID control | Relay output | -58~212 | DPt104 | ℉
109780420 | TAM-B4RP1F | 1311.75 | ON/OFF & PID control | Relay output | 32~212 | DPt105 | ℉
109780430 | TAM-B4RP2F | 1311.75 | ON/OFF & PID control | Relay output | 32~392 | DPt106 | ℉
109780440 | TAM-B4RP4F | 1311.75 | ON/OFF & PID control | Relay output | 32~752 | DPt107 | ℉
109780450 | TAM-B4SP0C | 1311.75 | ON/OFF & PID control | SSR drive output | -50~100 | DPt108 | ℃
109780460 | TAM-B4SP1C | 1311.75 | ON/OFF & PID control | SSR drive output | 0~100 | DPt109 | ℃
109780470 | TAM-B4SP2C | 1311.75 | ON/OFF & PID control | SSR drive output | 0~200 | DPt110 | ℃
109780480 | TAM-B4SP4C | 1311.75 | ON/OFF & PID control | SSR drive output | 0~400 | DPt111 | ℃
109780490 | TAM-B4SP0F | 1311.75 | ON/OFF & PID control | SSR drive output | -58~212 | DPt112 | ℉
109780500 | TAM-B4SP1F | 1311.75 | ON/OFF & PID control | SSR drive output | 32~212 | DPt113 | ℉
109780510 | TAM-B4SP2F | 1311.75 | ON/OFF & PID control | SSR drive output | 32~392 | DPt114 | ℉
109780520 | TAM-B4SP4F | 1311.75 | ON/OFF & PID control | SSR drive output | 32~752 | DPt115 | ℉
■Non-indicationg type temperature controllers
Артикул | Model | Retail price, RUR | control method | control output | Temperature range | Sensor input type | Unit
109790010 | TAL-B4RK1C | 1311.75 | ON/OFF & PID control | Relay output | 0~100 | K(CA) | ℃
109790020 | TAL-B4RK2C | 1311.75 | ON/OFF & PID control | Relay output | 0~200 | K(CA) | ℃
109790030 | TAL-B4RK4C | 1311.75 | ON/OFF & PID control | Relay output | 0~400 | K(CA) | ℃
109790040 | TAL-B4RK6C | 1311.75 | ON/OFF & PID control | Relay output | 0~600 | K(CA) | ℃
109790050 | TAL-B4RK8C | 1311.75 | ON/OFF & PID control | Relay output | 0~800 | K(CA) | ℃
109790060 | TAL-B4RKCC | 1311.75 | ON/OFF & PID control | Relay output | 0~1,200 | K(CA) | ℃
109790070 | TAL-B4RK1F | 1311.75 | ON/OFF & PID control | Relay output | 32~212 | K(CA) | ℉
109790080 | TAL-B4RK2F | 1311.75 | ON/OFF & PID control | Relay output | 32~392 | K(CA) | ℉
109790090 | TAL-B4RK4F | 1311.75 | ON/OFF & PID control | Relay output | 32~752 | K(CA) | ℉
109790100 | TAL-B4RK6F | 1311.75 | ON/OFF & PID control | Relay output | 32~1,112 | K(CA) | ℉
109790110 | TAL-B4RK8F | 1311.75 | ON/OFF & PID control | Relay output | 32~1,472 | K(CA) | ℉
109790120 | TAL-B4RKCF | 1311.75 | ON/OFF & PID control | Relay output | 32~2,192 | K(CA) | ℉
109790130 | TAL-B4SK1C | 1311.75 | ON/OFF & PID control | SSR drive output | 0~100 | K(CA) | ℃
109790140 | TAL-B4SK2C | 1311.75 | ON/OFF & PID control | SSR drive output | 0~200 | K(CA) | ℃
109790150 | TAL-B4SK4C | 1311.75 | ON/OFF & PID control | SSR drive output | 0~400 | K(CA) | ℃
109790160 | TAL-B4SK6C | 1311.75 | ON/OFF & PID control | SSR drive output | 0~600 | K(CA) | ℃
109790170 | TAL-B4SK8C | 1311.75 | ON/OFF & PID control | SSR drive output | 0~800 | K(CA) | ℃
109790180 | TAL-B4SKCC | 1311.75 | ON/OFF & PID control | SSR drive output | 0~1,200 | K(CA) | ℃
109790190 | TAL-B4SK1F | 1311.75 | ON/OFF & PID control | SSR drive output | 32~212 | K(CA) | ℉
109790200 | TAL-B4SK2F | 1311.75 | ON/OFF & PID control | SSR drive output | 32~392 | K(CA) | ℉
109790210 | TAL-B4SK4F | 1311.75 | ON/OFF & PID control | SSR drive output | 32~752 | K(CA) | ℉
109790220 | TAL-B4SK6F | 1311.75 | ON/OFF & PID control | SSR drive output | 32~1,112 | K(CA) | ℉
109790230 | TAL-B4SK8F | 1311.75 | ON/OFF & PID control | SSR drive output | 32~1,472 | K(CA) | ℉
109790240 | TAL-B4SKCF | 1311.75 | ON/OFF & PID control | SSR drive output | 32~2,192 | K(CA) | ℉
109790250 | TAL-B4RJ2C | 1311.75 | ON/OFF & PID control | Relay output | 0~200 | J(IC) | ℃
109790260 | TAL-B4RJ3C | 1311.75 | ON/OFF & PID control | Relay output | 0~300 | J(IC) | ℃
109790270 | TAL-B4RJ4C | 1311.75 | ON/OFF & PID control | Relay output | 0~400 | J(IC) | ℃
109790280 | TAL-B4RJ2F | 1311.75 | ON/OFF & PID control | Relay output | 32~392 | J(IC) | ℉
109790290 | TAL-B4RJ3F | 1311.75 | ON/OFF & PID control | Relay output | 32~572 | J(IC) | ℉
109790300 | TAL-B4RJ4F | 1311.75 | ON/OFF & PID control | Relay output | 32~752 | J(IC) | ℉
109790310 | TAL-B4SJ2C | 1311.75 | ON/OFF & PID control | SSR drive output | 0~200 | J(IC) | ℃
109790320 | TAL-B4SJ3C | 1311.75 | ON/OFF & PID control | SSR drive output | 0~300 | J(IC) | ℃
109790330 | TAL-B4SJ4C | 1311.75 | ON/OFF & PID control | SSR drive output | 0~400 | J(IC) | ℃
109790340 | TAL-B4SJ2F | 1311.75 | ON/OFF & PID control | SSR drive output | 32~392 | J(IC) | ℉
109790350 | TAL-B4SJ3F | 1311.75 | ON/OFF & PID control | SSR drive output | 32~572 | J(IC) | ℉
109790360 | TAL-B4SJ4F | 1311.75 | ON/OFF & PID control | SSR drive output | 32~752 | J(IC) | ℉
109790370 | TAL-B4RP0C | 1311.75 | ON/OFF & PID control | Relay output | -50~100 | DPt100 | ℃
109790380 | TAL-B4RP1C | 1311.75 | ON/OFF & PID control | Relay output | 0~100 | DPt101 | ℃
109790390 | TAL-B4RP2C | 1311.75 | ON/OFF & PID control | Relay output | 0~200 | DPt102 | ℃
109790400 | TAL-B4RP4C | 1311.75 | ON/OFF & PID control | Relay output | 0~400 | DPt103 | ℃
109790410 | TAL-B4RP0F | 1311.75 | ON/OFF & PID control | Relay output | -58~212 | DPt104 | ℉
109790420 | TAL-B4RP1F | 1311.75 | ON/OFF & PID control | Relay output | 32~212 | DPt105 | ℉
109790430 | TAL-B4RP2F | 1311.75 | ON/OFF & PID control | Relay output | 32~392 | DPt106 | ℉
109790440 | TAL-B4RP4F | 1311.75 | ON/OFF & PID control | Relay output | 32~752 | DPt107 | ℉
109790450 | TAL-B4SP0C | 1311.75 | ON/OFF & PID control | SSR drive output | -50~100 | DPt108 | ℃
109790460 | TAL-B4SP1C | 1311.75 | ON/OFF & PID control | SSR drive output | 0~100 | DPt109 | ℃
109790470 | TAL-B4SP2C | 1311.75 | ON/OFF & PID control | SSR drive output | 0~200 | DPt110 | ℃
109790480 | TAL-B4SP4C | 1311.75 | ON/OFF & PID control | SSR drive output | 0~400 | DPt111 | ℃
109790490 | TAL-B4SP0F | 1311.75 | ON/OFF & PID control | SSR drive output | -58~212 | DPt112 | ℉
109790500 | TAL-B4SP1F | 1311.75 | ON/OFF & PID control | SSR drive output | 32~212 | DPt113 | ℉
109790510 | TAL-B4SP2F | 1311.75 | ON/OFF & PID control | SSR drive output | 32~392 | DPt114 | ℉
109790520 | TAL-B4SP4F | 1311.75 | ON/OFF & PID control | SSR drive output | 32~752 | DPt115 | ℉
Артикул | Model | Retail price, RUR | Digit | Size | Power supply | Input | Main Output | Control Mode
107051110 | SPC1-35 | 0 |  |  | 220VAC/35A
107051130 | SPC1-35-E | 2420.1787 |  |  | 220VAC/35A
107051120 | SPC1-50 | 3030.1425 | None
107051140 | SPC1-50-E | 3030.1425 | None |  |  |  | AC220V Max. 50A
Артикул | Model | Retail price, RUR | Digit | Size | Power supply | Input | Output | Communication distance
107090011 | SCM-38I | 2939.0625 | None | W39 X H23.5 X L75.5mm | 12-24VDC(ENG) | RS232C | RS485 | Max. 1.2 km
107090410 | SCM-CCRSI | 0 |  |  |  |  | CC-LINK TO RS-232/422/485
107090111 | SCM-US | 2939.0625 | None | W52 X H18 X L8mm | SERIAL CABLE(ENG) | USB | RS485 | 1.5m (no extension allowed)
107090211 | SCM-US48I | 2939.0625 | None | W39 X H23.5 X L75.5mm | SERIAL CABLE(ENG) | USB | RS485 | USB: 1m+-30%, RS485: Max. 1.2 km
107090310 | SCM-WF48 | 8043.75 |  |  |  |  | USB/RS-485 TO WIFI
Артикул | Model | Retail price, RUR | Digit | Size | Power supply |  | Control output | Alarm output
109660140 | TD4H-14C | 3213.7875 | 4 Digit | W48 X H96 | 100-240VAC 50/60Hz |  | Current+SSR | Alarm output 1 contact
109660130 | TD4H-14R | 3213.7875 | 4 Digit | W48 X H96 | 100-240VAC 50/60Hz |  | Relay+SSR | Alarm output 1 contact
109660160 | TD4H-24C | 3338.4037 | 4 Digit | W48 X H96 | 100-240VAC 50/60Hz |  | Current+SSR | Alarm output 2 contacts
109660150 | TD4H-24R | 3338.4037 | 4 Digit | W48 X H96 | 100-240VAC 50/60Hz |  | Relay+SSR | Alarm output 2 contacts
109660120 | TD4H-N4C | 3102.2887 | 4 Digit | W48 X H96 | 100-240VAC 50/60Hz |  | Current+SSR | No alarm output
109660110 | TD4H-N4R | 3102.2887 | 4 Digit | W48 X H96 | 100-240VAC 50/60Hz |  | Relay+SSR | No alarm output
109670140 | TD4L-14C | 3338.4037 | 4 Digit | W48 X H96 | 100-240VAC 50/60Hz |  | Current+SSR | Alarm output 1 contact
109670130 | TD4L-14R | 3338.4037 | 4 Digit | W48 X H96 | 100-240VAC 50/60Hz |  | Relay+SSR | Alarm output 1 contact
109670160 | TD4L-24C | 3456.4613 | 4 Digit | W48 X H96 | 100-240VAC 50/60Hz |  | Current+SSR | Alarm output 2 contacts
109670150 | TD4L-24R | 3456.4613 | 4 Digit | W48 X H96 | 100-240VAC 50/60Hz |  | Relay+SSR | Alarm output 2 contacts
109670120 | TD4L-N4C | 3213.7875 | 4 Digit | W48 X H96 | 100-240VAC 50/60Hz |  | Current+SSR | No alarm output
109670110 | TD4L-N4R | 3213.7875 | 4 Digit | W48 X H96 | 100-240VAC 50/60Hz |  | Relay+SSR | No alarm output
109680120 | TD4LP-14C | 3574.5187 | 4 Digit | W96 X H96 Alarm setting type | 100-240VAC 50/60Hz |  | Current+SSR | Alarm output 1 contact
109680110 | TD4LP-14R | 3574.5187 | 4 Digit | W96 X H96 Alarm setting type | 100-240VAC 50/60Hz |  | Relay+SSR | Alarm output 1 contact
109650160 | TD4M-14C | 3102.2887 | 4 Digit | W72 X H72 | 100-240VAC 50/60Hz |  | Current | Alarm output 1 contact
109650140 | TD4M-14R | 3102.2887 | 4 Digit | W72 X H72 | 100-240VAC 50/60Hz |  | Relay | Alarm output 1 contact
109650150 | TD4M-14S | 3102.2887 | 4 Digit | W72 X H72 | 100-240VAC 50/60Hz |  | SSR | Alarm output 1 contact
109650130 | TD4M-N4C | 2984.2312 | 4 Digit | W72 X H72 | 100-240VAC 50/60Hz |  | Current | No alarm output
109650110 | TD4M-N4R | 2984.2312 | 4 Digit | W72 X H72 | 100-240VAC 50/60Hz |  | Relay | No alarm output
109650120 | TD4M-N4S | 2984.2312 | 4 Digit | W72 X H72 | 100-240VAC 50/60Hz |  | SSR | No alarm output
109590130 | TD4SP-N4C | 2741.5575 | 4 Digit | W48 X H48 (8 pin plug type) | 100-240VAC 50/60Hz |  | Current | No alarm output
109590110 | TD4SP-N4R | 2741.5575 | 4 Digit | W48 X H48 (8 pin plug type) | 100-240VAC 50/60Hz |  | Relay | No alarm output
109590120 | TD4SP-N4S | 2741.5575 | 4 Digit | W48 X H48 (8 pin plug type) | 100-240VAC 50/60Hz |  | SSR | No alarm output
Артикул | Model | Retail price, RUR | Digit | Size | Power supply | Sensor type
109520010 | TC3YF-14R | 1311.75 | 3 Digit | W72 X H36 | 100-240VAC 50/60Hz | NTC
109520020 | TC3YF-24R | 1508.5125 | 3 Digit | W72 X H36 | 100-240VAC 50/60Hz | NTC
109520030 | TC3YF-34R | 1705.275 | 3 Digit | W72 X H36 | 100-240VAC 50/60Hz | NTC
109520210 | TC3YF-14R | 1311.75 | 3 Digit | W72 X H36 | 100-240VAC 50/60Hz | RTD (option)
109520220 | TC3YF-24R | 1508.5125 | 3 Digit | W72 X H36 | 100-240VAC 50/60Hz | RTD (option)
109520230 | TC3YF-34R | 1705.275 | 3 Digit | W72 X H36 | 100-240VAC 50/60Hz | RTD (option)
109520310 | TC3YF-11R | 1311.75 | 3 Digit |  |  | NTC
109520320 | TC3YF-21R | 1508.5125 | 3 Digit |  |  | NTC
109520330 | TC3YF-31R | 1705.275 | 3 Digit |  |  | NTC
109520360 | TC3YF-11R | 1311.75 | 3 Digit |  |  | RTD
109520370 | TC3YF-21R | 1508.5125 | 3 Digit |  |  | RTD
109520380 | TC3YF-31R | 1705.275 | 3 Digit |  |  | RTD
109540010 | TC3YT-B4R3 | 2164.3875 | 3 Digit | W72 X H36 | 100-240VAC 50/60Hz | T.C.: K, J RTD: DIN Pt100
109540030 | TC3YT-B4R16 | 2295.5625 | 3 Digit | W72 X H36 | 100-240VAC 50/60Hz | T.C.: K, J RTD: DIN Pt100
109540031 | TC3YT-B4R16 | 2295.5625 | 3 Digit |  |  | OPTION-ALARM
109920010 | TC3YF-SENSOR | 327.9375 |  |  |  | NTC
109920020 | TC3YF-SENSOR | 1200.2513 |  |  |  | RTD
Артикул | Model | Retail price, RUR | Module type |  |  |  | Control output | Sub output
109800020 | TM2-22CB | 7280.2125 | Basic module |  |  |  | Current/SSR | Alarm1+Alarm2
109800060 | TM2-22CE | 7017.8625 | Expansion module |  |  |  | Current/SSR | Alarm1+Alarm2
109800010 | TM2-22RB | 7280.2125 | Basic module |  |  |  | Relay | Alarm1+Alarm2
109800050 | TM2-22RE | 7017.8625 | Expansion module |  |  |  | Relay | Alarm1+Alarm2
109800040 | TM2-42CB | 7804.9125 | Basic module |  |  |  | Current/SSR | Alarm1+Alarm2+Alarm3+Alarm4
109800080 | TM2-42CE | 7542.5625 | Expansion module |  |  |  | Current/SSR | Alarm1+Alarm2+Alarm3+Alarm4
109800030 | TM2-42RB | 7804.9125 | Basic module |  |  |  | Relay | Alarm1+Alarm2+Alarm3+Alarm4
109800070 | TM2-42RE | 7542.5625 | Expansion module |  |  |  | Relay | Alarm1+Alarm2+Alarm3+Alarm4
109690010 | TM4-N2RB | 9051.075 | Basic module |  |  |  | Relay | None
109690030 | TM4-N2RE | 8526.375 | Expansion module |  |  |  | Relay | None
109690020 | TM4-N2SB | 9051.075 | Basic module |  |  |  | SSR | None
109690040 | TM4-N2SE | 8526.375 | Expansion module |  |  |  | SSR | None
Артикул | Model | Retail price, RUR | Digit | Size | Power Supply |  | Out1 Control Output | Option Output | Out2 Control Output
109740491 | TK4H-14CC | 3672.9 |  |  | 1
109740130 | TK4H-14CN | 3213.7875 | 2 Displays (4 Digit) | DIN W48XH96MM | 100-240VAC 50/60Hz |  | Current or SSR Drive | Alarm1 | NONE
109740310 | TK4H-14CR | 3672.9 | 2 Displays (4 Digit) | DIN W48XH96MM | 100-240VAC 50/60Hz |  | Current or SSR Drive | Alarm1 | Relay Contact Output
109740370 | TK4H-14RC | 3672.9 | 2 Displays (4 Digit) | DIN W48XH96MM | 100-240VAC 50/60Hz |  | Relay Contact Output | Alarm1 | Current or SSR Drive
109740010 | TK4H-14RN | 3213.7875 | 2 Displays (4 Digit) | DIN W48XH96MM | 100-240VAC 50/60Hz |  | Relay Contact Output | Alarm1 | NONE
109740190 | TK4H-14RR | 3672.9 | 2 Displays (4 Digit) | DIN W48XH96MM | 100-240VAC 50/60Hz |  | Relay Contact Output | Alarm1 | Relay Contact Output
109740430 | TK4H-14SC | 3672.9 | 2 Displays (4 Digit) | DIN W48XH96MM | 100-240VAC 50/60Hz |  | SSRP Voltage Output | Alarm1 | Current or SSR Drive
109740070 | TK4H-14SN | 3213.7875 | 2 Displays (4 Digit) | DIN W48XH96MM | 100-240VAC 50/60Hz |  | SSRP Voltage Output | Alarm1 | NONE
109740251 | TK4H-14SR | 3672.9 |  |  | 1
109740500 | TK4H-24CC | 4000.8375 | 2 Displays (4 Digit) | DIN W48XH96MM | 100-240VAC 50/60Hz |  | Current or SSR Drive | Alarm1+Alarm2 | Current or SSR Drive
109740140 | TK4H-24CN | 3541.725 | 2 Displays (4 Digit) | DIN W48XH96MM | 100-240VAC 50/60Hz |  | Current or SSR Drive | Alarm1+Alarm2 | NONE
109740320 | TK4H-24CR | 4000.8375 | 2 Displays (4 Digit) | DIN W48XH96MM | 100-240VAC 50/60Hz |  | Current or SSR Drive | Alarm1+Alarm2 | Relay Contact Output
109740380 | TK4H-24RC | 4000.8375 | 2 Displays (4 Digit) | DIN W48XH96MM | 100-240VAC 50/60Hz |  | Relay Contact Output | Alarm1+Alarm2 | Current or SSR Drive
109740020 | TK4H-24RN | 3541.725 | 2 Displays (4 Digit) | DIN W48XH96MM | 100-240VAC 50/60Hz |  | Relay Contact Output | Alarm1+Alarm2 | NONE
109740200 | TK4H-24RR | 4000.8375 | 2 Displays (4 Digit) | DIN W48XH96MM | 100-240VAC 50/60Hz |  | Relay Contact Output | Alarm1+Alarm2 | Relay Contact Output
109740440 | TK4H-24SC | 4000.8375 | 2 Displays (4 Digit) | DIN W48XH96MM | 100-240VAC 50/60Hz |  | SSRP Voltage Output | Alarm1+Alarm2 | Current or SSR Drive
109740081 | TK4H-24SN | 3541.725 |  |  | 1
109740260 | TK4H-24SR | 4000.8375 | 2 Displays (4 Digit) | DIN W48XH96MM | 100-240VAC 50/60Hz |  | SSRP Voltage Output | Alarm1+Alarm2 | Relay Contact Output
109740530 | TK4H-A4CC | 4328.775 | 2 Displays (4 Digit) | DIN W48XH96MM | 100-240VAC 50/60Hz |  | Current or SSR Drive | Alarm1+Alarm2+PV transmission | Current or SSR Drive
109740170 | TK4H-A4CN | 3869.6625 | 2 Displays (4 Digit) | DIN W48XH96MM | 100-240VAC 50/60Hz |  | Current or SSR Drive | Alarm1+Alarm2+PV transmission | NONE
109740351 | TK4H-A4CR | 4328.775 |  |  | 1
109740410 | TK4H-A4RC | 4328.775 | 2 Displays (4 Digit) | DIN W48XH96MM | 100-240VAC 50/60Hz |  | Relay Contact Output | Alarm1+Alarm2+PV transmission | Current or SSR Drive
109740050 | TK4H-A4RN | 3869.6625 | 2 Displays (4 Digit) | DIN W48XH96MM | 100-240VAC 50/60Hz |  | Relay Contact Output | Alarm1+Alarm2+PV transmission | NONE
109740230 | TK4H-A4RR | 4328.775 | 2 Displays (4 Digit) | DIN W48XH96MM | 100-240VAC 50/60Hz |  | Relay Contact Output | Alarm1+Alarm2+PV transmission | Relay Contact Output
109740471 | TK4H-A4SC | 4328.775 |  |  | 1
109740110 | TK4H-A4SN | 3869.6625 | 2 Displays (4 Digit) | DIN W48XH96MM | 100-240VAC 50/60Hz |  | SSRP Voltage Output | Alarm1+Alarm2+PV transmission | NONE
109740290 | TK4H-A4SR | 4328.775 | 2 Displays (4 Digit) | DIN W48XH96MM | 100-240VAC 50/60Hz |  | SSRP Voltage Output | Alarm1+Alarm2+PV transmission | Relay Contact Output
109740541 | TK4H-B4CC | 4591.125
109740181 | TK4H-B4CN | 4132.0125 |  |  | 1
109740360 | TK4H-B4CR | 4591.125 | 2 Displays (4 Digit) | DIN W48XH96MM | 100-240VAC 50/60Hz |  | Current or SSR Drive | Alarm1+Alarm2+RS485 | Relay Contact Output
109740420 | TK4H-B4RC | 4591.125 | 2 Displays (4 Digit) | DIN W48XH96MM | 100-240VAC 50/60Hz |  | Relay Contact Output | Alarm1+Alarm2+RS485 | Current or SSR Drive
109740061 | TK4H-B4RN | 4132.0125 |  |  | 1
109740241 | TK4H-B4RR | 4591.125 |  |  | 1
109740480 | TK4H-B4SC | 4591.125 | 2 Displays (4 Digit) | DIN W48XH96MM | 100-240VAC 50/60Hz |  | SSRP Voltage Output | Alarm1+Alarm2+RS485 | Current or SSR Drive
109740120 | TK4H-B4SN | 4132.0125 | 2 Displays (4 Digit) | DIN W48XH96MM | 100-240VAC 50/60Hz |  | SSRP Voltage Output | Alarm1+Alarm2+RS485 | NONE
109740034 | TK4H-B4SR | 0 |  |  | JACKET
109740300 | TK4H-B4SR | 4591.125 | 2 Displays (4 Digit) | DIN W48XH96MM | 100-240VAC 50/60Hz |  | SSRP Voltage Output | Alarm1+Alarm2+RS485 | Relay Contact Output
109740301 | TK4H-B4SR | 0 |  |  | BT
109740302 | TK4H-B4SR | 4591.125 |  |  | 1
109740303 | TK4H-B4SR | 0 |  |  | SCC
109740510 | TK4H-R4CC | 4000.8375 | 2 Displays (4 Digit) | DIN W48XH96MM | 100-240VAC 50/60Hz |  | Current or SSR Drive | Alarm1+PV transmission | Current or SSR Drive
109740150 | TK4H-R4CN | 3541.725 | 2 Displays (4 Digit) | DIN W48XH96MM | 100-240VAC 50/60Hz |  | Current or SSR Drive | Alarm1+PV transmission | NONE
109740330 | TK4H-R4CR | 4000.8375 | 2 Displays (4 Digit) | DIN W48XH96MM | 100-240VAC 50/60Hz |  | Current or SSR Drive | Alarm1+PV transmission | Relay Contact Output
109740390 | TK4H-R4RC | 4000.8375 | 2 Displays (4 Digit) | DIN W48XH96MM | 100-240VAC 50/60Hz |  | Relay Contact Output | Alarm1+PV transmission | Current or SSR Drive
109740030 | TK4H-R4RN | 3541.725 | 2 Displays (4 Digit) | DIN W48XH96MM | 100-240VAC 50/60Hz |  | Relay Contact Output | Alarm1+PV transmission | NONE
109740210 | TK4H-R4RR | 4000.8375 | 2 Displays (4 Digit) | DIN W48XH96MM | 100-240VAC 50/60Hz |  | Relay Contact Output | Alarm1+PV transmission | Relay Contact Output
109740450 | TK4H-R4SC | 4000.8375 | 2 Displays (4 Digit) | DIN W48XH96MM | 100-240VAC 50/60Hz |  | SSRP Voltage Output | Alarm1+PV transmission | Current or SSR Drive
109740091 | TK4H-R4SN | 3541.725 |  |  | 1
109740270 | TK4H-R4SR | 4000.8375 | 2 Displays (4 Digit) | DIN W48XH96MM | 100-240VAC 50/60Hz |  | SSRP Voltage Output | Alarm1+PV transmission | Relay Contact Output
109740520 | TK4H-T4CC | 4328.775 | 2 Displays (4 Digit) | DIN W48XH96MM | 100-240VAC 50/60Hz |  | Current or SSR Drive | Alarm1+RS485 | Current or SSR Drive
109740161 | TK4H-T4CN | 3869.6625 |  |  | 1
109740340 | TK4H-T4CR | 4328.775 | 2 Displays (4 Digit) | DIN W48XH96MM | 100-240VAC 50/60Hz |  | Current or SSR Drive | Alarm1+RS485 | Relay Contact Output
109740400 | TK4H-T4RC | 4328.775 | 2 Displays (4 Digit) | DIN W48XH96MM | 100-240VAC 50/60Hz |  | Relay Contact Output | Alarm1+RS485 | Current or SSR Drive
109740040 | TK4H-T4RN | 3869.6625 | 2 Displays (4 Digit) | DIN W48XH96MM | 100-240VAC 50/60Hz |  | Relay Contact Output | Alarm1+RS485 | NONE
109740221 | TK4H-T4RR | 4328.775 |  |  | 1
109740460 | TK4H-T4SC | 4328.775 | 2 Displays (4 Digit) | DIN W48XH96MM | 100-240VAC 50/60Hz |  | SSRP Voltage Output | Alarm1+RS485 | Current or SSR Drive
109740100 | TK4H-T4SN | 3869.6625 | 2 Displays (4 Digit) | DIN W48XH96MM | 100-240VAC 50/60Hz |  | SSRP Voltage Output | Alarm1+RS485 | NONE
109740280 | TK4H-T4SR | 4328.775 | 2 Displays (4 Digit) | DIN W48XH96MM | 100-240VAC 50/60Hz |  | SSRP Voltage Output | Alarm1+RS485 | Relay Contact Output
109750491 | TK4L-14CC | 3672.9 |  |  | 1
109750130 | TK4L-14CN | 3213.7875 | 2 Displays (4 Digit) | DIN W96XH96MM | 100-240VAC 50/60Hz |  | Current or SSR Drive | Alarm1 | NONE
109750311 | TK4L-14CR | 3672.9 |  |  | 1
109750371 | TK4L-14RC | 3672.9 |  |  | 1
109750010 | TK4L-14RN | 3213.7875 | 2 Displays (4 Digit) | DIN W96XH96MM | 100-240VAC 50/60Hz |  | Relay Contact Output | Alarm1 | NONE
109750191 | TK4L-14RR | 3672.9 |  |  | 1
109750430 | TK4L-14SC | 3672.9 | 2 Displays (4 Digit) | DIN W96XH96MM | 100-240VAC 50/60Hz |  | SSRP Voltage Output | Alarm1 | Current or SSR Drive
109750070 | TK4L-14SN | 3213.7875 | 2 Displays (4 Digit) | DIN W96XH96MM | 100-240VAC 50/60Hz |  | SSRP Voltage Output | Alarm1 | NONE
109750251 | TK4L-14SR | 3672.9 |  |  | 1
109750501 | TK4L-24CC | 4000.8375 |  |  | 1
109750140 | TK4L-24CN | 3541.725 | 2 Displays (4 Digit) | DIN W96XH96MM | 100-240VAC 50/60Hz |  | Current or SSR Drive | Alarm1+Alarm2 | NONE
109750321 | TK4L-24CR | 4000.8375 |  |  | 1
109750380 | TK4L-24RC | 4000.8375 | 2 Displays (4 Digit) | DIN W96XH96MM | 100-240VAC 50/60Hz |  | Relay Contact Output | Alarm1+Alarm2 | Current or SSR Drive
109750020 | TK4L-24RN | 3541.725 | 2 Displays (4 Digit) | DIN W96XH96MM | 100-240VAC 50/60Hz |  | Relay Contact Output | Alarm1+Alarm2 | NONE
109750200 | TK4L-24RR | 4000.8375 | 2 Displays (4 Digit) | DIN W96XH96MM | 100-240VAC 50/60Hz |  | Relay Contact Output | Alarm1+Alarm2 | Relay Contact Output
109750440 | TK4L-24SC | 4000.8375 | 2 Displays (4 Digit) | DIN W96XH96MM | 100-240VAC 50/60Hz |  | SSRP Voltage Output | Alarm1+Alarm2 | Current or SSR Drive
109750081 | TK4L-24SN | 3541.725 |  |  | 1
109750260 | TK4L-24SR | 4000.8375 | 2 Displays (4 Digit) | DIN W96XH96MM | 100-240VAC 50/60Hz |  | SSRP Voltage Output | Alarm1+Alarm2 | Relay Contact Output
109750530 | TK4L-A4CC | 4328.775 | 2 Displays (4 Digit) | DIN W96XH96MM | 100-240VAC 50/60Hz |  | Current or SSR Drive | Alarm1+Alarm2+PV transmission | Current or SSR Drive
109750171 | TK4L-A4CN | 3869.6625 |  |  | 1
109750350 | TK4L-A4CR | 4328.775 | 2 Displays (4 Digit) | DIN W96XH96MM | 100-240VAC 50/60Hz |  | Current or SSR Drive | Alarm1+Alarm2+PV transmission | Relay Contact Output
109750410 | TK4L-A4RC | 4328.775 | 2 Displays (4 Digit) | DIN W96XH96MM | 100-240VAC 50/60Hz |  | Relay Contact Output | Alarm1+Alarm2+PV transmission | Current or SSR Drive
109750051 | TK4L-A4RN | 3869.6625 |  |  | 1
109750230 | TK4L-A4RR | 4328.775 | 2 Displays (4 Digit) | DIN W96XH96MM | 100-240VAC 50/60Hz |  | Relay Contact Output | Alarm1+Alarm2+PV transmission | Relay Contact Output
109750470 | TK4L-A4SC | 4328.775 | 2 Displays (4 Digit) | DIN W96XH96MM | 100-240VAC 50/60Hz |  | SSRP Voltage Output | Alarm1+Alarm2+PV transmission | Current or SSR Drive
109750110 | TK4L-A4SN | 3869.6625 | 2 Displays (4 Digit) | DIN W96XH96MM | 100-240VAC 50/60Hz |  | SSRP Voltage Output | Alarm1+Alarm2+PV transmission | NONE
109750290 | TK4L-A4SR | 4328.775 | 2 Displays (4 Digit) | DIN W96XH96MM | 100-240VAC 50/60Hz |  | SSRP Voltage Output | Alarm1+Alarm2+PV transmission | Relay Contact Output
109750540 | TK4L-B4CC | 4591.125 | 2 Displays (4 Digit) | DIN W96XH96MM | 100-240VAC 50/60Hz |  | Current or SSR Drive | Alarm1+Alarm2+RS485 | Current or SSR Drive
109750181 | TK4L-B4CN | 4132.0125 |  |  | 1
109750361 | TK4L-B4CR | 4591.125 |  |  | 1
109750420 | TK4L-B4RC | 4591.125 | 2 Displays (4 Digit) | DIN W96XH96MM | 100-240VAC 50/60Hz |  | Relay Contact Output | Alarm1+Alarm2+RS485 | Current or SSR Drive
109750060 | TK4L-B4RN | 4132.0125 | 2 Displays (4 Digit) | DIN W96XH96MM | 100-240VAC 50/60Hz |  | Relay Contact Output | Alarm1+Alarm2+RS485 | NONE
109750241 | TK4L-B4RR | 4591.125 |  |  | 1
109750480 | TK4L-B4SC | 4591.125 | 2 Displays (4 Digit) | DIN W96XH96MM | 100-240VAC 50/60Hz |  | SSRP Voltage Output | Alarm1+Alarm2+RS485 | Current or SSR Drive
109750120 | TK4L-B4SN | 4132.0125 | 2 Displays (4 Digit) | DIN W96XH96MM | 100-240VAC 50/60Hz |  | SSRP Voltage Output | Alarm1+Alarm2+RS485 | NONE
109750301 | TK4L-B4SR | 4591.125 |  |  | 1
109750510 | TK4L-R4CC | 4000.8375 | 2 Displays (4 Digit) | DIN W96XH96MM | 100-240VAC 50/60Hz |  | Current or SSR Drive | Alarm1+PV transmission | Current or SSR Drive
109750150 | TK4L-R4CN | 3541.725 | 2 Displays (4 Digit) | DIN W96XH96MM | 100-240VAC 50/60Hz |  | Current or SSR Drive | Alarm1+PV transmission | NONE
109750330 | TK4L-R4CR | 4000.8375 | 2 Displays (4 Digit) | DIN W96XH96MM | 100-240VAC 50/60Hz |  | Current or SSR Drive | Alarm1+PV transmission | Relay Contact Output
109750390 | TK4L-R4RC | 4000.8375 | 2 Displays (4 Digit) | DIN W96XH96MM | 100-240VAC 50/60Hz |  | Relay Contact Output | Alarm1+PV transmission | Current or SSR Drive
109750030 | TK4L-R4RN | 3541.725 | 2 Displays (4 Digit) | DIN W96XH96MM | 100-240VAC 50/60Hz |  | Relay Contact Output | Alarm1+PV transmission | NONE
109750210 | TK4L-R4RR | 4000.8375 | 2 Displays (4 Digit) | DIN W96XH96MM | 100-240VAC 50/60Hz |  | Relay Contact Output | Alarm1+PV transmission | Relay Contact Output
109750450 | TK4L-R4SC | 4000.8375 | 2 Displays (4 Digit) | DIN W96XH96MM | 100-240VAC 50/60Hz |  | SSRP Voltage Output | Alarm1+PV transmission | Current or SSR Drive
109750090 | TK4L-R4SN | 3541.725 | 2 Displays (4 Digit) | DIN W96XH96MM | 100-240VAC 50/60Hz |  | SSRP Voltage Output | Alarm1+PV transmission | NONE
109750270 | TK4L-R4SR | 4000.8375 | 2 Displays (4 Digit) | DIN W96XH96MM | 100-240VAC 50/60Hz |  | SSRP Voltage Output | Alarm1+PV transmission | Relay Contact Output
109750520 | TK4L-T4CC | 4328.775 | 2 Displays (4 Digit) | DIN W96XH96MM | 100-240VAC 50/60Hz |  | Current or SSR Drive | Alarm1+RS485 | Current or SSR Drive
109750161 | TK4L-T4CN | 3869.6625 |  |  | 1
109750340 | TK4L-T4CR | 4328.775 | 2 Displays (4 Digit) | DIN W96XH96MM | 100-240VAC 50/60Hz |  | Current or SSR Drive | Alarm1+RS485 | Relay Contact Output
109750400 | TK4L-T4RC | 4328.775 | 2 Displays (4 Digit) | DIN W96XH96MM | 100-240VAC 50/60Hz |  | Relay Contact Output | Alarm1+RS485 | Current or SSR Drive
109750040 | TK4L-T4RN | 3869.6625 | 2 Displays (4 Digit) | DIN W96XH96MM | 100-240VAC 50/60Hz |  | Relay Contact Output | Alarm1+RS485 | NONE
109750221 | TK4L-T4RR | 4328.775 |  |  | 1
109750460 | TK4L-T4SC | 4328.775 | 2 Displays (4 Digit) | DIN W96XH96MM | 100-240VAC 50/60Hz |  | SSRP Voltage Output | Alarm1+RS485 | Current or SSR Drive
109750100 | TK4L-T4SN | 3869.6625 | 2 Displays (4 Digit) | DIN W96XH96MM | 100-240VAC 50/60Hz |  | SSRP Voltage Output | Alarm1+RS485 | NONE
109750281 | TK4L-T4SR | 4328.775 |  |  | 1
109720490 | TK4M-14CC | 3672.9 | 2 Displays (4 Digit) | DIN W72XH72MM | 100-240VAC 50/60Hz |  | Current or SSR Drive | Alarm1 | Current or SSR Drive
109720130 | TK4M-14CN | 3213.7875 | 2 Displays (4 Digit) | DIN W72XH72MM | 100-240VAC 50/60Hz |  | Current or SSR Drive | Alarm1 | NONE
109720311 | TK4M-14CR | 3672.9 |  |  | 1
109720370 | TK4M-14RC | 3672.9 | 2 Displays (4 Digit) | DIN W72XH72MM | 100-240VAC 50/60Hz |  | Relay Contact Output | Alarm1 | Current or SSR Drive
109720010 | TK4M-14RN | 3213.7875 | 2 Displays (4 Digit) | DIN W72XH72MM | 100-240VAC 50/60Hz |  | Relay Contact Output | Alarm1 | NONE
109720190 | TK4M-14RR | 3672.9 | 2 Displays (4 Digit) | DIN W72XH72MM | 100-240VAC 50/60Hz |  | Relay Contact Output | Alarm1 | Relay Contact Output
109720430 | TK4M-14SC | 3672.9 | 2 Displays (4 Digit) | DIN W72XH72MM | 100-240VAC 50/60Hz |  | SSRP Voltage Output | Alarm1 | Current or SSR Drive
109720071 | TK4M-14SN | 3213.7875 |  |  | 1
109720250 | TK4M-14SR | 3672.9 | 2 Displays (4 Digit) | DIN W72XH72MM | 100-240VAC 50/60Hz |  | SSRP Voltage Output | Alarm1 | Relay Contact Output
109720500 | TK4M-24CC | 4000.8375 | 2 Displays (4 Digit) | DIN W72XH72MM | 100-240VAC 50/60Hz |  | Current or SSR Drive | Alarm1+Alarm2 | Current or SSR Drive
109720140 | TK4M-24CN | 3541.725 | 2 Displays (4 Digit) | DIN W72XH72MM | 100-240VAC 50/60Hz |  | Current or SSR Drive | Alarm1+Alarm2 | NONE
109720320 | TK4M-24CR | 4000.8375 | 2 Displays (4 Digit) | DIN W72XH72MM | 100-240VAC 50/60Hz |  | Current or SSR Drive | Alarm1+Alarm2 | Relay Contact Output
109720380 | TK4M-24RC | 4000.8375 | 2 Displays (4 Digit) | DIN W72XH72MM | 100-240VAC 50/60Hz |  | Relay Contact Output | Alarm1+Alarm2 | Current or SSR Drive
109720021 | TK4M-24RN | 3541.725 |  |  | 1
109720201 | TK4M-24RR | 4000.8375 |  |  | 1
109720440 | TK4M-24SC | 4000.8375 | 2 Displays (4 Digit) | DIN W72XH72MM | 100-240VAC 50/60Hz |  | SSRP Voltage Output | Alarm1+Alarm2 | Current or SSR Drive
109720080 | TK4M-24SN | 3541.725 | 2 Displays (4 Digit) | DIN W72XH72MM | 100-240VAC 50/60Hz |  | SSRP Voltage Output | Alarm1+Alarm2 | NONE
109720260 | TK4M-24SR | 4000.8375 | 2 Displays (4 Digit) | DIN W72XH72MM | 100-240VAC 50/60Hz |  | SSRP Voltage Output | Alarm1+Alarm2 | Relay Contact Output
109720531 | TK4M-A4CC | 4328.775 |  |  | 1
109720171 | TK4M-A4CN | 3869.6625 |  |  | 1
109720350 | TK4M-A4CR | 4328.775 | 2 Displays (4 Digit) | DIN W72XH72MM | 100-240VAC 50/60Hz |  | Current or SSR Drive | Alarm1+Alarm2+PV transmission | Relay Contact Output
109720410 | TK4M-A4RC | 4328.775 | 2 Displays (4 Digit) | DIN W72XH72MM | 100-240VAC 50/60Hz |  | Relay Contact Output | Alarm1+Alarm2+PV transmission | Current or SSR Drive
109720050 | TK4M-A4RN | 3869.6625 | 2 Displays (4 Digit) | DIN W72XH72MM | 100-240VAC 50/60Hz |  | Relay Contact Output | Alarm1+Alarm2+PV transmission | NONE
109720230 | TK4M-A4RR | 4328.775 | 2 Displays (4 Digit) | DIN W72XH72MM | 100-240VAC 50/60Hz |  | Relay Contact Output | Alarm1+Alarm2+PV transmission | Relay Contact Output
109720470 | TK4M-A4SC | 4328.775 | 2 Displays (4 Digit) | DIN W72XH72MM | 100-240VAC 50/60Hz |  | SSRP Voltage Output | Alarm1+Alarm2+PV transmission | Current or SSR Drive
109720110 | TK4M-A4SN | 3869.6625 | 2 Displays (4 Digit) | DIN W72XH72MM | 100-240VAC 50/60Hz |  | SSRP Voltage Output | Alarm1+Alarm2+PV transmission | NONE
109720291 | TK4M-A4SR | 4328.775 |  |  | 1
109720541 | TK4M-B4CC | 4591.125 |  |  | 1
109720181 | TK4M-B4CN | 4132.0125 |  |  | 1
109720360 | TK4M-B4CR | 4591.125 | 2 Displays (4 Digit) | DIN W72XH72MM | 100-240VAC 50/60Hz |  | Current or SSR Drive | Alarm1+Alarm2+RS485 | Relay Contact Output
109720420 | TK4M-B4RC | 4591.125 | 2 Displays (4 Digit) | DIN W72XH72MM | 100-240VAC 50/60Hz |  | Relay Contact Output | Alarm1+Alarm2+RS485 | Current or SSR Drive
109720060 | TK4M-B4RN | 4132.0125 | 2 Displays (4 Digit) | DIN W72XH72MM | 100-240VAC 50/60Hz |  | Relay Contact Output | Alarm1+Alarm2+RS485 | NONE
109720240 | TK4M-B4RR | 4591.125 | 2 Displays (4 Digit) | DIN W72XH72MM | 100-240VAC 50/60Hz |  | Relay Contact Output | Alarm1+Alarm2+RS485 | Relay Contact Output
109720480 | TK4M-B4SC | 4591.125 | 2 Displays (4 Digit) | DIN W72XH72MM | 100-240VAC 50/60Hz |  | SSRP Voltage Output | Alarm1+Alarm2+RS485 | Current or SSR Drive
109720120 | TK4M-B4SN | 4132.0125 | 2 Displays (4 Digit) | DIN W72XH72MM | 100-240VAC 50/60Hz |  | SSRP Voltage Output | Alarm1+Alarm2+RS485 | NONE
109720300 | TK4M-B4SR | 4591.125 | 2 Displays (4 Digit) | DIN W72XH72MM | 100-240VAC 50/60Hz |  | SSRP Voltage Output | Alarm1+Alarm2+RS485 | Relay Contact Output
109720510 | TK4M-R4CC | 4000.8375 | 2 Displays (4 Digit) | DIN W72XH72MM | 100-240VAC 50/60Hz |  | Current or SSR Drive | Alarm1+PV transmission | Current or SSR Drive
109720150 | TK4M-R4CN | 3541.725 | 2 Displays (4 Digit) | DIN W72XH72MM | 100-240VAC 50/60Hz |  | Current or SSR Drive | Alarm1+PV transmission | NONE
109720330 | TK4M-R4CR | 4000.8375 | 2 Displays (4 Digit) | DIN W72XH72MM | 100-240VAC 50/60Hz |  | Current or SSR Drive | Alarm1+PV transmission | Relay Contact Output
109720390 | TK4M-R4RC | 4000.8375 | 2 Displays (4 Digit) | DIN W72XH72MM | 100-240VAC 50/60Hz |  | Relay Contact Output | Alarm1+PV transmission | Current or SSR Drive
109720030 | TK4M-R4RN | 3541.725 | 2 Displays (4 Digit) | DIN W72XH72MM | 100-240VAC 50/60Hz |  | Relay Contact Output | Alarm1+PV transmission | NONE
109720210 | TK4M-R4RR | 4000.8375 | 2 Displays (4 Digit) | DIN W72XH72MM | 100-240VAC 50/60Hz |  | Relay Contact Output | Alarm1+PV transmission | Relay Contact Output
109720450 | TK4M-R4SC | 4000.8375 | 2 Displays (4 Digit) | DIN W72XH72MM | 100-240VAC 50/60Hz |  | SSRP Voltage Output | Alarm1+PV transmission | Current or SSR Drive
109720090 | TK4M-R4SN | 3541.725 | 2 Displays (4 Digit) | DIN W72XH72MM | 100-240VAC 50/60Hz |  | SSRP Voltage Output | Alarm1+PV transmission | NONE
109720270 | TK4M-R4SR | 4000.8375 | 2 Displays (4 Digit) | DIN W72XH72MM | 100-240VAC 50/60Hz |  | SSRP Voltage Output | Alarm1+PV transmission | Relay Contact Output
109720521 | TK4M-T4CC | 4328.775 |  |  | 1
109720161 | TK4M-T4CN | 3869.6625 |  |  | 1
109720340 | TK4M-T4CR | 4328.775 | 2 Displays (4 Digit) | DIN W72XH72MM | 100-240VAC 50/60Hz |  | Current or SSR Drive | Alarm1+RS485 | Relay Contact Output
109720400 | TK4M-T4RC | 4328.775 | 2 Displays (4 Digit) | DIN W72XH72MM | 100-240VAC 50/60Hz |  | Relay Contact Output | Alarm1+RS485 | Current or SSR Drive
109720040 | TK4M-T4RN | 3869.6625 | 2 Displays (4 Digit) | DIN W72XH72MM | 100-240VAC 50/60Hz |  | Relay Contact Output | Alarm1+RS485 | NONE
109720221 | TK4M-T4RR | 4328.775 |  |  | 1
109720460 | TK4M-T4SC | 4328.775 | 2 Displays (4 Digit) | DIN W72XH72MM | 100-240VAC 50/60Hz |  | SSRP Voltage Output | Alarm1+RS485 | Current or SSR Drive
109720100 | TK4M-T4SN | 3869.6625 | 2 Displays (4 Digit) | DIN W72XH72MM | 100-240VAC 50/60Hz |  | SSRP Voltage Output | Alarm1+RS485 | NONE
109720280 | TK4M-T4SR | 4328.775 | 2 Displays (4 Digit) | DIN W72XH72MM | 100-240VAC 50/60Hz |  | SSRP Voltage Output | Alarm1+RS485 | Relay Contact Output
109760160 | TK4N-14CC | 3213.7875 |  |  | 0
109760100 | TK4N-14CN | 2885.85 |  |  | 0
109760130 | TK4N-14CR | 3213.7875 |  |  | 0
109760070 | TK4N-14RC | 3213.7875 |  |  | 0
109760010 | TK4N-14RN | 2885.85 |  |  | 0
109760040 | TK4N-14RR | 3213.7875 |  |  | 0
109760340 | TK4N-14SC | 3213.7875 |  |  | 0
109760250 | TK4N-14SN | 2885.85 |  |  | 0
109760300 | TK4N-14SR | 3213.7875 |  |  | 0
109760380 | TK4N-24CN | 2885.85 |  |  | 0
109760190 | TK4N-24RN | 2885.85 |  |  | 0
109760260 | TK4N-24SN | 2885.85 |  |  | 0
109760430 | TK4N-D4CC | 3213.7875 |  |  | 0
109760390 | TK4N-D4CN | 2885.85 |  |  | 0
109760410 | TK4N-D4CR | 3213.7875 |  |  | 0
109760240 | TK4N-D4RC | 3213.7875 |  |  | 0
109760200 | TK4N-D4RN | 2885.85 |  |  | 0
109760220 | TK4N-D4RR | 3213.7875 |  |  | 0
109760350 | TK4N-D4SC | 3213.7875 |  |  | 0
109760270 | TK4N-D4SN | 2885.85 |  |  | 0
109760310 | TK4N-D4SR | 3213.7875 |  |  | 0
109760170 | TK4N-R4CC | 3213.7875 |  |  | 0
109760110 | TK4N-R4CN | 2885.85 |  |  | 0
109760140 | TK4N-R4CR | 3213.7875 |  |  | 0
109760080 | TK4N-R4RC | 3213.7875 |  |  | 0
109760020 | TK4N-R4RN | 2885.85 |  |  | 0
109760050 | TK4N-R4RR | 3213.7875 |  |  | 0
109760360 | TK4N-R4SC | 3213.7875 |  |  | 0
109760280 | TK4N-R4SN | 2885.85 |  |  | 0
109760320 | TK4N-R4SR | 3213.7875 |  |  | 0
109760180 | TK4N-T4CC | 3541.725 |  |  | 0
109760120 | TK4N-T4CN | 3213.7875 |  |  | 0
109760150 | TK4N-T4CR | 3541.725 |  |  | 0
109760090 | TK4N-T4RC | 3541.725 |  |  | 0
109760030 | TK4N-T4RN | 3213.7875 |  |  | 0
109760060 | TK4N-T4RR | 3541.725 |  |  | 0
109760370 | TK4N-T4SC | 3541.725 |  |  | 0
109760290 | TK4N-T4SN | 3213.7875 |  |  | 0
109760330 | TK4N-T4SR | 3541.725 |  |  | 0
109700490 | TK4S-14CC | 2951.4375 | 2 Displays (4 Digit) | DIN W48XH48MM(Plug type) | 100-240VAC 50/60Hz |  | Current or SSR Drive | Alarm1 | Current or SSR Drive
109700131 | TK4S-14CN | 2623.5 |  |  | 1
109700311 | TK4S-14CR | 2951.4375 |  |  | 1
109700371 | TK4S-14RC | 2951.4375 |  |  | 1
109700010 | TK4S-14RN | 2623.5 | 2 Displays (4 Digit) | DIN W48XH48MM(Plug type) | 100-240VAC 50/60Hz |  | Relay Contact Output | Alarm1 | NONE
109700190 | TK4S-14RR | 2951.4375 | 2 Displays (4 Digit) | DIN W48XH48MM(Plug type) | 100-240VAC 50/60Hz |  | Relay Contact Output | Alarm1 | Relay Contact Output
109700430 | TK4S-14SC | 2951.4375 | 2 Displays (4 Digit) | DIN W48XH48MM(Plug type) | 100-240VAC 50/60Hz |  | SSRP Voltage Output | Alarm1 | Current or SSR Drive
109700071 | TK4S-14SN | 2623.5 |  |  | 1
109700251 | TK4S-14SR | 2951.4375 |  |  | 1
109700501 | TK4S-24CC | 3213.7875 |  |  | 1
109700141 | TK4S-24CN | 2885.85 |  |  | 1
109700321 | TK4S-24CR | 3213.7875 |  |  | 1
109700380 | TK4S-24RC | 3213.7875 | 2 Displays (4 Digit) | DIN W48XH48MM(Plug type) | 100-240VAC 50/60Hz |  | Relay Contact Output | Alarm1+Alarm2 | Current or SSR Drive
109700021 | TK4S-24RN | 2885.85 |  |  | 1
109700201 | TK4S-24RR | 3213.7875 |  |  | 1
109700440 | TK4S-24SC | 3213.7875 | 2 Displays (4 Digit) | DIN W48XH48MM(Plug type) | 100-240VAC 50/60Hz |  | SSRP Voltage Output | Alarm1+Alarm2 | Current or SSR Drive
109700081 | TK4S-24SN | 2885.85 |  |  | 1
109700261 | TK4S-24SR | 3213.7875 |  |  | 1
109700530 | TK4S-A4CC | 3541.725 | 2 Displays (4 Digit) | DIN W48XH48MM(Plug type) | 100-240VAC 50/60Hz |  | Current or SSR Drive | Alarm1+Alarm2+PV transmission | Current or SSR Drive
109700171 | TK4S-A4CN | 3213.7875 |  |  | 1
109700350 | TK4S-A4CR | 3541.725 | 2 Displays (4 Digit) | DIN W48XH48MM(Plug type) | 100-240VAC 50/60Hz |  | Current or SSR Drive | Alarm1+Alarm2+PV transmission | Relay Contact Output
109700411 | TK4S-A4RC | 3541.725 |  |  | 1
109700051 | TK4S-A4RN | 3213.7875 |  |  | 1
109700231 | TK4S-A4RR | 3541.725 |  |  | 1
109700470 | TK4S-A4SC | 3541.725 | 2 Displays (4 Digit) | DIN W48XH48MM(Plug type) | 100-240VAC 50/60Hz |  | SSRP Voltage Output | Alarm1+Alarm2+PV transmission | Current or SSR Drive
109700111 | TK4S-A4SN | 3213.7875 |  |  | 1
109700290 | TK4S-A4SR | 3541.725 | 2 Displays (4 Digit) | DIN W48XH48MM(Plug type) | 100-240VAC 50/60Hz |  | SSRP Voltage Output | Alarm1+Alarm2+PV transmission | Relay Contact Output
109700540 | TK4S-B4CC | 3935.25 | 2 Displays (4 Digit) | DIN W48XH48MM(Plug type) | 100-240VAC 50/60Hz |  | Current or SSR Drive | Alarm1+Alarm2+RS485 | Current or SSR Drive
109700181 | TK4S-B4CN | 3541.725 |  |  | 1
109700360 | TK4S-B4CR | 3935.25 | 2 Displays (4 Digit) | DIN W48XH48MM(Plug type) | 100-240VAC 50/60Hz |  | Current or SSR Drive | Alarm1+Alarm2+RS485 | Relay Contact Output
109700420 | TK4S-B4RC | 3935.25 | 2 Displays (4 Digit) | DIN W48XH48MM(Plug type) | 100-240VAC 50/60Hz |  | Relay Contact Output | Alarm1+Alarm2+RS485 | Current or SSR Drive
109700061 | TK4S-B4RN | 3541.725 |  |  | 1
109700241 | TK4S-B4RR | 3935.25 |  |  | 1
109700481 | TK4S-B4SC | 3935.25 |  |  | 1
109700121 | TK4S-B4SN | 3541.725 |  |  | 1
109700300 | TK4S-B4SR | 3935.25 | 2 Displays (4 Digit) | DIN W48XH48MM(Plug type) | 100-240VAC 50/60Hz |  | SSRP Voltage Output | Alarm1+Alarm2+RS485 | Relay Contact Output
109710090 | TK4SP-14CC | 2820.2625 | 2 Displays (4 Digit) | DIN W48XH48MM(Terminal block type) | 100-240VAC 50/60Hz |  | Current or SSR Drive | Alarm1 | Current or SSR Drive
109710091 | TK4SP-14CC | 0 |  |  | 1
109710031 | TK4SP-14CN | 2492.325 |  |  | 1
109710060 | TK4SP-14CR | 2820.2625 | 2 Displays (4 Digit) | DIN W48XH48MM(Terminal block type) | 100-240VAC 50/60Hz |  | Current or SSR Drive | Alarm1 | Relay Contact Output
109710070 | TK4SP-14RC | 2820.2625 | 2 Displays (4 Digit) | DIN W48XH48MM(Terminal block type) | 100-240VAC 50/60Hz |  | Relay Contact Output | Alarm1 | Current or SSR Drive
109710010 | TK4SP-14RN | 2492.325 | 2 Displays (4 Digit) | DIN W48XH48MM(Terminal block type) | 100-240VAC 50/60Hz |  | Relay Contact Output | Alarm1 | NONE
109710040 | TK4SP-14RR | 2820.2625 | 2 Displays (4 Digit) | DIN W48XH48MM(Terminal block type) | 100-240VAC 50/60Hz |  | Relay Contact Output | Alarm1 | Relay Contact Output
109710041 | TK4SP-14RR | 0 |  |  | 1
109710080 | TK4SP-14SC | 2820.2625 | 2 Displays (4 Digit) | DIN W48XH48MM(Terminal block type) | 100-240VAC 50/60Hz |  | SSRP Voltage Output | Alarm1 | Current or SSR Drive
109710081 | TK4SP-14SC | 0 |  |  | 1
109710020 | TK4SP-14SN | 2492.325 | 2 Displays (4 Digit) | DIN W48XH48MM(Terminal block type) | 100-240VAC 50/60Hz |  | SSRP Voltage Output | Alarm1 | NONE
109710051 | TK4SP-14SR | 2820.2625 |  |  | 1
109700510 | TK4S-R4CC | 3213.7875 | 2 Displays (4 Digit) | DIN W48XH48MM(Plug type) | 100-240VAC 50/60Hz |  | Current or SSR Drive | Alarm1+PV transmission | Current or SSR Drive
109700150 | TK4S-R4CN | 2885.85 | 2 Displays (4 Digit) | DIN W48XH48MM(Plug type) | 100-240VAC 50/60Hz |  | Current or SSR Drive | Alarm1+PV transmission | NONE
109700331 | TK4S-R4CR | 3213.7875 |  |  | 1
109700391 | TK4S-R4RC | 3213.7875 |  |  | 1
109700030 | TK4S-R4RN | 2885.85 | 2 Displays (4 Digit) | DIN W48XH48MM(Plug type) | 100-240VAC 50/60Hz |  | Relay Contact Output | Alarm1+PV transmission | NONE
109700211 | TK4S-R4RR | 3213.7875 |  |  | 1
109700450 | TK4S-R4SC | 3213.7875 | 2 Displays (4 Digit) | DIN W48XH48MM(Plug type) | 100-240VAC 50/60Hz |  | SSRP Voltage Output | Alarm1+PV transmission | Current or SSR Drive
109700091 | TK4S-R4SN | 2885.85 |  |  | 1
109700270 | TK4S-R4SR | 3213.7875 | 2 Displays (4 Digit) | DIN W48XH48MM(Plug type) | 100-240VAC 50/60Hz |  | SSRP Voltage Output | Alarm1+PV transmission | Relay Contact Output
109700521 | TK4S-T4CC | 3541.725 |  |  | 1
109700160 | TK4S-T4CN | 3213.7875 | 2 Displays (4 Digit) | DIN W48XH48MM(Plug type) | 100-240VAC 50/60Hz |  | Current or SSR Drive | Alarm1+RS485 | NONE
109700341 | TK4S-T4CR | 3541.725 |  |  | 1
109700401 | TK4S-T4RC | 3541.725 |  |  | 1
109700041 | TK4S-T4RN | 3213.7875 |  |  | 1
109700221 | TK4S-T4RR | 3541.725 |  |  | 1
109700460 | TK4S-T4SC | 3541.725 | 2 Displays (4 Digit) | DIN W48XH48MM(Plug type) | 100-240VAC 50/60Hz |  | SSRP Voltage Output | Alarm1+RS485 | Current or SSR Drive
109700101 | TK4S-T4SN | 3213.7875 |  |  | 1
109700280 | TK4S-T4SR | 3541.725 | 2 Displays (4 Digit) | DIN W48XH48MM(Plug type) | 100-240VAC 50/60Hz |  | SSRP Voltage Output | Alarm1+RS485 | Relay Contact Output
109730490 | TK4W-14CC | 3672.9 | 2 Displays (4 Digit) | DIN W96XH48MM | 100-240VAC 50/60Hz |  | Current or SSR Drive | Alarm1 | Current or SSR Drive
109730130 | TK4W-14CN | 3213.7875 | 2 Displays (4 Digit) | DIN W96XH48MM | 100-240VAC 50/60Hz |  | Current or SSR Drive | Alarm1 | NONE
109730310 | TK4W-14CR | 3672.9 | 2 Displays (4 Digit) | DIN W96XH48MM | 100-240VAC 50/60Hz |  | Current or SSR Drive | Alarm1 | Relay Contact Output
109730371 | TK4W-14RC | 3672.9 |  |  | 1
109730011 | TK4W-14RN | 3213.7875 |  |  | 1
109730191 | TK4W-14RR | 3672.9 |  |  | 1
109730430 | TK4W-14SC | 3672.9 | 2 Displays (4 Digit) | DIN W96XH48MM | 100-240VAC 50/60Hz |  | SSRP Voltage Output | Alarm1 | Current or SSR Drive
109730070 | TK4W-14SN | 3213.7875 | 2 Displays (4 Digit) | DIN W96XH48MM | 100-240VAC 50/60Hz |  | SSRP Voltage Output | Alarm1 | NONE
109730250 | TK4W-14SR | 3672.9 | 2 Displays (4 Digit) | DIN W96XH48MM | 100-240VAC 50/60Hz |  | SSRP Voltage Output | Alarm1 | Relay Contact Output
109730500 | TK4W-24CC | 4000.8375 | 2 Displays (4 Digit) | DIN W96XH48MM | 100-240VAC 50/60Hz |  | Current or SSR Drive | Alarm1+Alarm2 | Current or SSR Drive
109730141 | TK4W-24CN | 3541.725 |  |  | 1
109730321 | TK4W-24CR | 4000.8375 |  |  | 1
109730380 | TK4W-24RC | 4000.8375 | 2 Displays (4 Digit) | DIN W96XH48MM | 100-240VAC 50/60Hz |  | Relay Contact Output | Alarm1+Alarm2 | Current or SSR Drive
109730021 | TK4W-24RN | 3541.725 |  |  | 1
109730201 | TK4W-24RR | 4000.8375 |  |  | 1
109730440 | TK4W-24SC | 4000.8375 | 2 Displays (4 Digit) | DIN W96XH48MM | 100-240VAC 50/60Hz |  | SSRP Voltage Output | Alarm1+Alarm2 | Current or SSR Drive
109730080 | TK4W-24SN | 3541.725 | 2 Displays (4 Digit) | DIN W96XH48MM | 100-240VAC 50/60Hz |  | SSRP Voltage Output | Alarm1+Alarm2 | NONE
109730260 | TK4W-24SR | 4000.8375 | 2 Displays (4 Digit) | DIN W96XH48MM | 100-240VAC 50/60Hz |  | SSRP Voltage Output | Alarm1+Alarm2 | Relay Contact Output
109730530 | TK4W-A4CC | 4328.775 | 2 Displays (4 Digit) | DIN W96XH48MM | 100-240VAC 50/60Hz |  | Current or SSR Drive | Alarm1+Alarm2+PV transmission | Current or SSR Drive
109730170 | TK4W-A4CN | 3869.6625 | 2 Displays (4 Digit) | DIN W96XH48MM | 100-240VAC 50/60Hz |  | Current or SSR Drive | Alarm1+Alarm2+PV transmission | NONE
109730350 | TK4W-A4CR | 4328.775 | 2 Displays (4 Digit) | DIN W96XH48MM | 100-240VAC 50/60Hz |  | Current or SSR Drive | Alarm1+Alarm2+PV transmission | Relay Contact Output
109730410 | TK4W-A4RC | 4328.775 | 2 Displays (4 Digit) | DIN W96XH48MM | 100-240VAC 50/60Hz |  | Relay Contact Output | Alarm1+Alarm2+PV transmission | Current or SSR Drive
109730050 | TK4W-A4RN | 3869.6625 | 2 Displays (4 Digit) | DIN W96XH48MM | 100-240VAC 50/60Hz |  | Relay Contact Output | Alarm1+Alarm2+PV transmission | NONE
109730230 | TK4W-A4RR | 4328.775 | 2 Displays (4 Digit) | DIN W96XH48MM | 100-240VAC 50/60Hz |  | Relay Contact Output | Alarm1+Alarm2+PV transmission | Relay Contact Output
109730470 | TK4W-A4SC | 4328.775 | 2 Displays (4 Digit) | DIN W96XH48MM | 100-240VAC 50/60Hz |  | SSRP Voltage Output | Alarm1+Alarm2+PV transmission | Current or SSR Drive
109730110 | TK4W-A4SN | 3869.6625 | 2 Displays (4 Digit) | DIN W96XH48MM | 100-240VAC 50/60Hz |  | SSRP Voltage Output | Alarm1+Alarm2+PV transmission | NONE
109730290 | TK4W-A4SR | 4328.775 | 2 Displays (4 Digit) | DIN W96XH48MM | 100-240VAC 50/60Hz |  | SSRP Voltage Output | Alarm1+Alarm2+PV transmission | Relay Contact Output
109730540 | TK4W-B4CC | 4591.125 | 2 Displays (4 Digit) | DIN W96XH48MM | 100-240VAC 50/60Hz |  | Current or SSR Drive | Alarm1+Alarm2+RS485 | Current or SSR Drive
109730181 | TK4W-B4CN | 4132.0125 |  |  | 1
109730360 | TK4W-B4CR | 4591.125 | 2 Displays (4 Digit) | DIN W96XH48MM | 100-240VAC 50/60Hz |  | Current or SSR Drive | Alarm1+Alarm2+RS485 | Relay Contact Output
109730420 | TK4W-B4RC | 4591.125 | 2 Displays (4 Digit) | DIN W96XH48MM | 100-240VAC 50/60Hz |  | Relay Contact Output | Alarm1+Alarm2+RS485 | Current or SSR Drive
109730060 | TK4W-B4RN | 4132.0125 | 2 Displays (4 Digit) | DIN W96XH48MM | 100-240VAC 50/60Hz |  | Relay Contact Output | Alarm1+Alarm2+RS485 | NONE
109730062 | TK4W-B4RN | 0 |  |  | 0(MS)
109730063 | TK4W-B4RN | 0 |  |  | 1(MS)
109730240 | TK4W-B4RR | 4591.125 | 2 Displays (4 Digit) | DIN W96XH48MM | 100-240VAC 50/60Hz |  | Relay Contact Output | Alarm1+Alarm2+RS485 | Relay Contact Output
109730480 | TK4W-B4SC | 4591.125 | 2 Displays (4 Digit) | DIN W96XH48MM | 100-240VAC 50/60Hz |  | SSRP Voltage Output | Alarm1+Alarm2+RS485 | Current or SSR Drive
109730120 | TK4W-B4SN | 4132.0125 | 2 Displays (4 Digit) | DIN W96XH48MM | 100-240VAC 50/60Hz |  | SSRP Voltage Output | Alarm1+Alarm2+RS485 | NONE
109730300 | TK4W-B4SR | 4591.125 | 2 Displays (4 Digit) | DIN W96XH48MM | 100-240VAC 50/60Hz |  | SSRP Voltage Output | Alarm1+Alarm2+RS485 | Relay Contact Output
109730510 | TK4W-R4CC | 4000.8375 | 2 Displays (4 Digit) | DIN W96XH48MM | 100-240VAC 50/60Hz |  | Current or SSR Drive | Alarm1+PV transmission | Current or SSR Drive
109730150 | TK4W-R4CN | 3541.725 | 2 Displays (4 Digit) | DIN W96XH48MM | 100-240VAC 50/60Hz |  | Current or SSR Drive | Alarm1+PV transmission | NONE
109730330 | TK4W-R4CR | 4000.8375 | 2 Displays (4 Digit) | DIN W96XH48MM | 100-240VAC 50/60Hz |  | Current or SSR Drive | Alarm1+PV transmission | Relay Contact Output
109730390 | TK4W-R4RC | 4000.8375 | 2 Displays (4 Digit) | DIN W96XH48MM | 100-240VAC 50/60Hz |  | Relay Contact Output | Alarm1+PV transmission | Current or SSR Drive
109730031 | TK4W-R4RN | 3541.725 |  |  | 1
109730211 | TK4W-R4RR | 4000.8375 |  |  | 1
109730450 | TK4W-R4SC | 4000.8375 | 2 Displays (4 Digit) | DIN W96XH48MM | 100-240VAC 50/60Hz |  | SSRP Voltage Output | Alarm1+PV transmission | Current or SSR Drive
109730090 | TK4W-R4SN | 3541.725 | 2 Displays (4 Digit) | DIN W96XH48MM | 100-240VAC 50/60Hz |  | SSRP Voltage Output | Alarm1+PV transmission | NONE
109730270 | TK4W-R4SR | 4000.8375 | 2 Displays (4 Digit) | DIN W96XH48MM | 100-240VAC 50/60Hz |  | SSRP Voltage Output | Alarm1+PV transmission | Relay Contact Output
109730520 | TK4W-T4CC | 4328.775 | 2 Displays (4 Digit) | DIN W96XH48MM | 100-240VAC 50/60Hz |  | Current or SSR Drive | Alarm1+RS485 | Current or SSR Drive
109730161 | TK4W-T4CN | 3869.6625 |  |  | 1
109730341 | TK4W-T4CR | 4328.775 |  |  | 1
109730401 | TK4W-T4RC | 4328.775 |  |  | 1
109730040 | TK4W-T4RN | 3869.6625 | 2 Displays (4 Digit) | DIN W96XH48MM | 100-240VAC 50/60Hz |  | Relay Contact Output | Alarm1+RS485 | NONE
109730221 | TK4W-T4RR | 4328.775 |  |  | 1
109730460 | TK4W-T4SC | 4328.775 | 2 Displays (4 Digit) | DIN W96XH48MM | 100-240VAC 50/60Hz |  | SSRP Voltage Output | Alarm1+RS485 | Current or SSR Drive
109730100 | TK4W-T4SN | 3869.6625 | 2 Displays (4 Digit) | DIN W96XH48MM | 100-240VAC 50/60Hz |  | SSRP Voltage Output | Alarm1+RS485 | NONE
109730280 | TK4W-T4SR | 4328.775 | 2 Displays (4 Digit) | DIN W96XH48MM | 100-240VAC 50/60Hz |  | SSRP Voltage Output | Alarm1+RS485 | Relay Contact Output
Артикул | Model | Retail price, RUR | Digit | Size | Power supply | Input | Control output | Sub Output
109560110 | TC4S-N4N | 1442.925 | 4 Digit | W48 X H48 X L64.5mm | 100-240VAC 50/60Hz | Thermocouple [K(CA), J(IC), PT100] | Indicator
109560120 | TC4S-N4R | 1574.1 | 4 Digit | W48 X H48 X L64.5mm | 100-240VAC 50/60Hz | Thermocouple [K(CA), J(IC), PT100] | Relay+SSR | None
109560130 | TC4S-14R | 1470 | 4 Digit | W48 X H48 X L64.5mm | 100-240VAC 50/60Hz | Thermocouple [K(CA), J(IC), PT100] | Relay+SSR | Alarm1 250VAC 1A(1a)
109560131 | TC4S-14R | 0 |  |  | KC
109560140 | TC4S-24R | 1705.275 | 4 Digit | W48 X H48 X L64.5mm | 100-240VAC 50/60Hz | Thermocouple [K(CA), J(IC), PT100] | Relay+SSR | Alarm1 + Alarm2
109560310 | TC4S-N2N | 1442.925 |  |  | 0
109560320 | TC4S-N2R | 1574.1 |  |  | 0
109560330 | TC4S-12R | 1639.6875 |  |  | 0
109560340 | TC4S-22R | 1705.275 |  |  | 0
109570110 | TC4Y-N4N | 1442.925 | 4 Digit | W72 X H36 X L77mm | 100-240VAC 50/60Hz | Thermocouple [K(CA), J(IC), PT100] | Indicator
109570120 | TC4Y-N4R | 1574.1 | 4 Digit | W72 X H36 X L77mm | 100-240VAC 50/60Hz | Thermocouple [K(CA), J(IC), PT100] | Relay+SSR
109570130 | TC4Y-14R | 1639.6875 | 4 Digit | W72 X H36 X L77mm | 100-240VAC 50/60Hz | Thermocouple [K(CA), J(IC), PT100] | Relay+SSR
109570310 | TC4Y-N2N | 1442.925 | 4 Digit |  |  |  |  | None
109570320 | TC4Y-N2R | 1574.1 | 4 Digit |  |  |  |  | Alarm1 250VAC 1A(1a)
109570330 | TC4Y-12R | 1639.6875 |  |  | 0
109600050 | TC4SP-N4N | 1442.925 | 4 Digit | W48 X H48 X L72.2mm | 100-240VAC 50/60Hz | Thermocouple [K(CA), J(IC), PT100] | Indicator
109600120 | TC4SP-N4R | 1574.1 | 4 Digit | W48 X H48 X L72.2mm | 100-240VAC 50/60Hz | Thermocouple [K(CA), J(IC), PT100] | Relay+SSR | None
109600130 | TC4SP-14R | 1639.6875 | 4 Digit | W48 X H48 X L72.2mm | 100-240VAC 50/60Hz | Thermocouple [K(CA), J(IC), PT100] | Relay+SSR | Alarm1 250VAC 1A(1a)
109600310 | TC4SP-N2N | 0 |  |  | 0
109600320 | TC4SP-N2R | 0 |  |  | 0
109600330 | TC4SP-12R | 0 |  |  | 0
109610110 | TC4M-N4N | 1639.6875 | 4 Digit | W72 X H72 X L64.5mm | 100-240VAC 50/60Hz | Thermocouple [K(CA), J(IC), PT100]
109610120 | TC4M-N4R | 1770.8625 | 4 Digit | W72 X H72 X L64.5mm | 100-240VAC 50/60Hz | Thermocouple [K(CA), J(IC), PT100] | Relay+SSR | None
109610130 | TC4M-14R | 1836.45 | 4 Digit | W72 X H72 X L64.5mm | 100-240VAC 50/60Hz | Thermocouple [K(CA), J(IC), PT100] | Relay+SSR | Alarm1 250VAC 1A(1a)
109610140 | TC4M-24R | 1902.0375 | 4 Digit | W72 X H72 X L64.5mm | 100-240VAC 50/60Hz | Thermocouple [K(CA), J(IC), PT100] | Relay+SSR | Alarm1 + Alarm2
109610310 | TC4M-N2N | 0 |  |  | 0
109610320 | TC4M-N2R | 0 |  |  | 0
109610330 | TC4M-12R | 0 |  |  | 0
109610340 | TC4M-22R | 0 |  |  | 0
109620110 | TC4H-N4N | 1639.6875 | 4 Digit | W48 X H96 X L64.5mm | 100-240VAC 50/60Hz | Thermocouple [K(CA), J(IC), PT100] | Indicator
109620120 | TC4H-N4R | 1770.8625 | 4 Digit | W48 X H96 X L64.5mm | 100-240VAC 50/60Hz | Thermocouple [K(CA), J(IC), PT100] | Relay+SSR | None
109620130 | TC4H-14R | 1836.45 | 4 Digit | W48 X H96 X L64.5mm | 100-240VAC 50/60Hz | Thermocouple [K(CA), J(IC), PT100] | Relay+SSR | Alarm1 250VAC 1A(1a)
109620140 | TC4H-24R | 1902.0375 | 4 Digit | W48 X H96 X L64.5mm | 100-240VAC 50/60Hz | Thermocouple [K(CA), J(IC), PT100] | Relay+SSR | Alarm1 + Alarm2
109620310 | TC4H-N2N | 0 |  |  | 0
109620320 | TC4H-N2R | 0 |  |  | 0
109620330 | TC4H-12R | 0 |  |  | 0
109620340 | TC4H-22R | 0 |  |  | 0
109630110 | TC4L-N4N | 1639.6875 | 4 Digit | W96 X H96 X L64.5mm | 100-240VAC 50/60Hz | Thermocouple [K(CA), J(IC), PT100] | Indicator
109630120 | TC4L-N4R | 1770.8625 | 4 Digit | W96 X H96 X L64.5mm | 100-240VAC 50/60Hz | Thermocouple [K(CA), J(IC), PT100] | Relay+SSR | None
109630130 | TC4L-14R | 1836.45 | 4 Digit | W96 X H96 X L64.5mm | 100-240VAC 50/60Hz | Thermocouple [K(CA), J(IC), PT100] | Relay+SSR | Alarm1 250VAC 1A(1a)
109630140 | TC4L-24R | 1902.0375 | 4 Digit | W96 X H96 X L64.5mm | 100-240VAC 50/60Hz | Thermocouple [K(CA), J(IC), PT100] | Relay+SSR | Alarm1 + Alarm2
109630310 | TC4L-N2N | 0 |  |  | 0
109630320 | TC4L-N2R | 0 |  |  | 0
109630330 | TC4L-12R | 0 |  |  | 0
109630340 | TC4L-22R | 0 |  |  | 0
109640110 | TC4W-N4N | 1639.6875 | 4 Digit | W96 X H48 X L64.5mm | 100-240VAC 50/60Hz | Thermocouple [K(CA), J(IC), PT100] | Indicator
109640120 | TC4W-N4R | 1770.8625 | 4 Digit | W96 X H48 X L64.5mm | 100-240VAC 50/60Hz | Thermocouple [K(CA), J(IC), PT100] | Relay+SSR | None
109640130 | TC4W-14R | 1836.45 | 4 Digit | W96 X H48 X L64.5mm | 100-240VAC 50/60Hz | Thermocouple [K(CA), J(IC), PT100] | Relay+SSR | Alarm1 250VAC 1A(1a)
109640140 | TC4W-24R | 1902.0375 | 4 Digit | W96 X H48 X L64.5mm | 100-240VAC 50/60Hz | Thermocouple [K(CA), J(IC), PT100] | Relay+SSR | Alarm1 + Alarm2
109640310 | TC4W-N2N | 0 |  |  | 0
109640320 | TC4W-N2R | 0 |  |  | 0
109640330 | TC4W-12R | 0 |  |  | 0
109640340 | TC4W-22R | 0 |  |  | 0
109560210 | TCN4S-24R | 1836.45 | Relay contact output+ SSRP drive output | Alarm1 + Alram2 output | 100-240VAC 50/60Hz | DIN W48XH48MM
109560220 | TCN4S-24R-P | 2033.2125 |  |  | 0
109560610 | TCN4S-22R | 1836.45 | Relay contact output+ SSRP drive output | Alarm1 + Alram2 output | 24VAC/ 24-48VDC | DIN W48XH48MM
109560620 | TCN4S-22R-P | 2033.2125 |  |  | 0
109570210 | TCN4Y-14R | 0 |  |  | 0
109610210 | TCN4M-24R | 2033.2125 | Relay contact output+ SSRP drive output | Alarm1 + Alram2 output | 100-240VAC 50/60Hz | DIN W72XH72MM
109610230 | TCN4M-24R | 0 |  |  | FORCE ARC
109610610 | TCN4M-22R | 2033.2125 | Relay contact output+ SSRP drive output | Alarm1 + Alram2 output | 24VAC/ 24-48VDC | DIN W48XH48MM |  |  | 0
109620210 | TCN4H-24R | 2033.2125 | Relay contact output+ SSRP drive output | Alarm1 + Alram2 output | 100-240VAC 50/60Hz | DIN W48XH96MM
109620230 | TCN4H-24RR | 0 | [6 empty] | 0
109620610 | TCN4H-22R | 2033.2125 | Relay contact output+ SSRP drive output | Alarm1 + Alram2 output | 24VAC/ 24-48VDC | DIN W48XH48MM
109630210 | TCN4L-24R | 2033.2125 | Relay contact output+ SSRP drive output | Alarm1 + Alram2 output | 100-240VAC 50/60Hz | DIN W96XH96MM
109630610 | TCN4L-22R | 2033.2125 | Relay contact output+ SSRP drive output | Alarm1 + Alram2 output | 24VAC/ 24-48VDC | DIN W48XH48MM |  |  | 0

## 10.T_Sensor
Thermo sensors
Артикул | Model | Retail price, RUR | Note | Standard specification
- | TW-V | 302.016 | T/C(CA,IC) | 1.5M*3/8"
- | TW-V | 783.354 | PT100 | 1.5M*3/8"
- | TW-R | 283.14 | T/C(CA,IC) | 4.8*300L*1.5M
- | TW-R | 481.338 | PT100 | 4.8*300L*1.5M
- | TW-E | 509.652 | T/C(CA,IC) | 4.8*50L*150L*1.5M
- | TW-E | 707.85 | PT100 | 4.8*50L*150L*1.5M
- | TW-S | 537.966 | T/C(CA,IC) | 4.8*30L*1.5M
- | TW-S | 736.164 | PT100 | 4.8*30L*1.5M
- | TW-N | 547.404 | T/C(CA,IC) | 4.8*30L*1.5M*1/8"
- | TW-N | 745.602 | PT100 | 4.8*30L*1.5M*1/8"
- | TH-L | 1821.534 | T/C(CA,IC) | 6.4*300L
- | TH-L | 2076.36 | PT100 | 6.4*300L
- | TH-M | 2293.434 | T/C(CA,IC) | 8*300*400*1/2"
- | TH-M | 2529.384 | PT100 | 8*300*400*1/2"

## 10.T_SensorЦены + Памятка
Thermo sensors
Модель | TW-V | Модель | TW-V | Памятка: 1. На изменение закупочной цены влияет только длина погружой части датчика. Этот параметр выделен курсивом и подчеркнут. 2. Для некоторых моделей датчиков предусмотренны три разные диаметра погружной части. Для таковых созданы доп.таблицы с ценами. 3. Цена датчика увеличивается, только если погружная часть удлинняется. Если Вы хотите заказать датчик с укороченной погружной частью, то датчик все равно будет стоить как стандартная модель. 4. Цена на нестандартный датчик увеличивается кратно 100 мм. Это значит, что если увеличить погружную часть датчика не на 100, а ,скажем, на 50 мм, то все равно его новая цена будет такой, как если бы Вы увеличили длину датчика на 100 мм. (Пример: Стандартная модель TW-R [4.8φ*300L*1.5M] стоит 283 руб. Модифицированная модель TW-R [4.8φ*350L*1.5M] будет стоить 283+47=330 руб., а модель TW-R [4.8φ*250L*1.5M] будет стоить 283 руб.) Внимание! Возможность производства спецификации датчика отличной от стандартной уточняйте у официальных представителей Autonics.
Тип термоэлемента | CA (K), IC (J) | Тип термоэлемента | PT100
Стандартная спецификация | 1.5M*3/8 | Стандартная спецификация | 1.5M*3/8
Цена на страндартную спецификацию | 302.016 | Цена на страндартную спецификацию | 783.354
*Если клиент запрашивает крепление «М6», добавьте 95 руб. *Удлинение кабеля на 1М стоит 104 руб. дополнительно |  | *Если клиент запрашивает крепление «М6», добавьте 95 руб. *Удлинение кабеля на 1М стоит 104 руб. дополнительно
Модель | TW-R | Модель | TW-R
Тип термоэлемента | CA (K), IC (J) | Тип термоэлемента | PT100
Стандартная спецификация | 4.8φ*300L*1.5M | Стандартная спецификация | 4.8φ*300L*1.5M
Цена на страндартную спецификацию | 283.14 | Цена на страндартную спецификацию | 481.338
*Удлинение кабеля на 1М стоит 104 руб. дополнительно *Каждое удлинение погружной части на 100мм стоит: |  | *Удлинение кабеля на 1М стоит 104 руб. дополнительно *Каждое удлинение погружной части на 100мм стоит:
4.8φ | 47.19 | 4.8φ | 47.19
6.4φ | 66.066 | 6.4φ | 66.066
Модель | TW-E | Модель | TW-E
Тип термоэлемента | CA (K), IC (J) | Тип термоэлемента | PT100
Стандартная спецификация | 4.8φ*50L*150L*1.5M | Стандартная спецификация | 4.8φ*50L*150L*1.5M
Цена на страндартную спецификацию | 509.652 | Цена на страндартную спецификацию | 707.85
*Удлинение кабеля на 1М стоит 104 руб. дополнительно *Каждое удлинение погружной части на 100мм стоит: |  | *Удлинение кабеля на 1М стоит 104 руб. дополнительно *Каждое удлинение погружной части на 100мм стоит:
4.8φ | 47.19 | 4.8φ | 47.19
6.4φ | 66.066 | 6.4φ | 66.066
8.0φ | 75.504 | 8.0φ | 75.504
Модель | TW-S | Модель | TW-S
Тип термоэлемента | CA (K), IC (J) | Тип термоэлемента | PT100
Стандартная спецификация | 4.8φ*30L*1.5M | Стандартная спецификация | 4.8φ*30L*1.5M
Цена на страндартную спецификацию | 537.966 | Цена на страндартную спецификацию | 736.164
*Удлинение кабеля на 1М стоит 104 руб. дополнительно *Каждое удлинение погружной части на 100мм стоит: |  | *Удлинение кабеля на 1М стоит 104 руб. дополнительно *Каждое удлинение погружной части на 100мм стоит:
4.8φ | 47.19 | 4.8φ | 47.19
6.4φ | 66.066 | 6.4φ | 66.066
Модель | TW-N | Модель | TW-N
Тип термоэлемента | CA (K), IC (J) | Тип термоэлемента | PT100
Стандартная спецификация | 4.8φ*30L*1.5M*1/8 | Стандартная спецификация | 4.8φ*30L*1.5M*1/8
Цена на страндартную спецификацию | 547.404 | Цена на страндартную спецификацию | 745.602
*Удлинение кабеля на 1М стоит 104 руб. дополнительно *Каждое удлинение погружной части на 100мм стоит: |  | *Удлинение кабеля на 1М стоит 104 руб. дополнительно *Каждое удлинение погружной части на 100мм стоит:
4.8φ | 47.19 | 4.8φ | 47.19
6.4φ | 66.066 | 6.4φ | 66.066
*Возможно для 1/8", 3/8", 1/2". Для 6.4φ 1/2" невозможно. |  | *Возможно для 1/8", 3/8", 1/2". Для 6.4φ 1/2" невозможно.
Модель | TH-L | Модель | TH-L
Тип термоэлемента | CA (K), IC (J) | Тип термоэлемента | PT100
Стандартная спецификация | 6.4φ*300L | Стандартная спецификация | 6.4φ*300L
Цена на страндартную спецификацию | 1821.534 | Цена на страндартную спецификацию | 2076.36
*Чтобы удлинить погружную часть на 100мм, добавьте 189 руб. |  | *Чтобы удлинить погружную часть на 100мм, добавьте 189 руб.
Модель | TH-M | Модель | TH-M
Тип термоэлемента | CA (K), IC (J) | Тип термоэлемента | PT100
Стандартная спецификация | 8.0φ*300*400L*3/8 | Стандартная спецификация | 8.0φ*300*400L*3/8
Цена на страндартную спецификацию | 2293.434 | Цена на страндартную спецификацию | 2529.384
*Чтобы удлинить погружную часть на 100мм, добавьте 189 руб. *Возможно для 1/8", 3/8", 1/2". Для 6.4φ 1/2" невозможно. |  | *Чтобы удлинить погружную часть на 100мм, добавьте 189 руб. *Возможно для 1/8", 3/8", 1/2". Для 6.4φ 1/2" невозможно.
Модель | DY-1000-1 | Модель | DY-1000-2
Тип термоэлемента | CA (K), IC (J) | Тип термоэлемента | CA (K), IC (J)
Цена на страндартную спецификацию | 424.71 | Цена на страндартную спецификацию | 490.776
Модель | DY-2000-1 | Модель | DY-2000-2
Тип термоэлемента | CA (K), IC (J) | Тип термоэлемента | CA (K), IC (J)
Цена на страндартную спецификацию | 302.016 | Цена на страндартную спецификацию | 368.082
Модель | DY-2000-1 | Модель | DY-2000-2
Тип термоэлемента | PT100 | Тип термоэлемента | PT100
Цена на страндартную спецификацию | 613.47 | Цена на страндартную спецификацию | 519.09
Модель | DY-2100
Тип термоэлемента | CA (K), IC (J)
Цена на страндартную спецификацию | 368.082
Note on B10: Автор: Минимум 30L
Note on E10: Автор: Минимум 50L
Note on B19: Автор: *150L* - не изменяется
Note on E19: Автор: *150L* - не изменяется

## 11.GP,LP
GP,LP
■Graphic panel
Артикул | Model | Retail price, RUR | LCD type | Resolution | Power supply | Serial communication
120010100 | GP-S057-S1D0 | 12436.875 | STN Blue Negative | 320×240 dots | 24VDC ±10% | RS232C, RS422 (1each)
120010101 | GP-S057-S1D0 (ENG) | 12436.875 | STN Blue Negative | 320×240 dots | 24VDC(ENG) | RS232C, RS422 (1each)
120010110 | GP-S057-S1D1 | 12436.875 | STN Blue Negative | 320×240 dots | 24VDC ±10% | RS232C (2)
120010111 | GP-S057-S1D1 (ENG) | 12436.875 | STN Blue Negative | 320×240 dots | 24VDC(ENG) | RS232C (2)
120010120 | GP-S057-S1D1 | 0 |  |  | 24VDC-FAMECS
120010210 | GP-S044-S1D0 | 9714.375 | STN Blue Negative | 240×80 dots | 24VDC ±10% | RS232C, RS422 (1each)
120010211 | GP-S044-S1D0 | 0 |  |  | 24VDC-FAMECS
120010212 | GP-S044-S1D0 (ENG) | 9714.375 | STN Blue Negative | 240×80 dots | 24VDC(ENG) | RS232C, RS422 (1each)
120010220 | GP-S044-S1D1 | 9714.375 | STN Blue Negative | 240×80 dots | 24VDC ±10% | RS232C (2)
120010221 | GP-S044-S1D1 | 0 |  |  | 24VDC-FAMECS
120010222 | GP-S044-S1D1 (ENG) | 9714.375 | STN Blue Negative | 240×80 dots | 24VDC(ENG) | RS232C (2)
120010310 | GP-S070-T9D6 | 17448.75 | TFT Color LCD | 16,777,216 color | 24VDC ±10%
120010311 | GP-S070-T9D6 (ENG) | 17448.75 | TFT Color LCD | 16,777,216 color | 24VDC(ENG)
120010320 | GP-S070-T9D7 | 17448.75 | TFT Color LCD | 16,777,216 color | 24VDC ±10%
120010321 | GP-S070-T9D7 (ENG) | 17448.75 | TFT Color LCD | 16,777,216 color | 24VDC(ENG)
■Logic panel
Артикул | Model | Retail price, RUR | LCD type | Resolution | Power supply | Serial communication
120020010 | LP-S044-S1D0-C5T-A | 14788.125 | STN Blue Negative | 240×80 dots | 24VDC ±10% | RS232C, RS422 (1each)
120020011 | LP-S044-S1D0-C5T-A (ENG) | 14788.125 | STN Blue Negative | 240×80 dots | 24VDC(ENG) | RS232C, RS422 (1each)
120020020 | LP-S044-S1D1-C5T-A | 14788.125 | STN Blue Negative | 240×80 dots | 24VDC ±10% | RS232C (2)
120020021 | LP-S044-S1D1-C5T-A (ENG) | 14788.125 | STN Blue Negative | 240×80 dots | 24VDC(ENG) | RS232C (2)
120020030 | LP-S044-S1D0-C5R-A | 14788.125 | STN Blue Negative | 240×80 dots | 24VDC ±10% | RS232C, RS422 (1each)
120020031 | LP-S044-S1D0-C5R-A (ENG) | 14788.125 | STN Blue Negative | 240×80 dots | 24VDC(ENG) | RS232C, RS422 (1each)
120020040 | LP-S044-S1D1-C5R-A | 14788.125 | STN Blue Negative | 240×80 dots | 24VDC ±10% | RS232C (2)
120020041 | LP-S044-S1D1-C5R-A (ENG) | 14788.125 | STN Blue Negative | 240×80 dots | 24VDC(ENG) | RS232C (2)
120020050 | LP-S044-S1D1-C5R-A | 0 |  |  | 24VDC-FAMECS
120020110 | LP-S070-T9D6-C5R | 22151.25 | TFT Color LCD | 16,777,216 color | 24VDC ±10% | RS232C, RS422, USB HOST USB DEVICE, ETHERNET
120020111 | LP-S070-T9D6-C5R (ENG) | 22151.25 | TFT Color LCD | 16,777,216 color | 24VDC(ENG) | RS232C, RS422, USB HOST USB DEVICE, ETHERNET
120020120 | LP-S070-T9D7-C5R | 22151.25 | TFT Color LCD | 16,777,216 color | 24VDC ±10% | RS232C (2), USB HOST USB DEVICE, ETHERNET
120020121 | LP-S070-T9D7-C5R (ENG) | 22151.25 | TFT Color LCD | 16,777,216 color | 24VDC(ENG) | RS232C (2), USB HOST USB DEVICE, ETHERNET
120020130 | LP-S070-T9D6-C5T | 22151.25 | TFT Color LCD | 16,777,216 color | 24VDC ±10% | RS232C, RS422, USB HOST USB DEVICE, ETHERNET
120020131 | LP-S070-T9D6-C5T (ENG) | 22151.25 | TFT Color LCD | 16,777,216 color | 24VDC(ENG) | RS232C, RS422, USB HOST USB DEVICE, ETHERNET
120020140 | LP-S070-T9D7-C5T | 22151.25 | TFT Color LCD | 16,777,216 color | 24VDC ±10% | RS232C (2), USB HOST USB DEVICE, ETHERNET
120020141 | LP-S070-T9D7-C5T (ENG) | 22151.25 | TFT Color LCD | 16,777,216 color | 24VDC(ENG) | RS232C (2), USB HOST USB DEVICE, ETHERNET

## 12.Remote
Digital Remote
Артикул | Model | Retail price, RUR | I/O type | I/O contacts | input/output type | Structural division | Etc
123010010 | ARD-DI08A | 3712.5 | input | 8 point | AC input | standard | 75-250VAC,13MA/POINT
123010020 | ARD-DI08AE | 3093.75 | input | 8 point | AC input | Expansion | 75-250VAC,13MA/POINT
123010030 | ARD-DO08R | 3712.5 | output | 8 point | Relay out | standard | RELAY,2A/POINT
123010040 | ARD-DO08RE | 3093.75 | output | 8 point | Relay out | Expansion | RELAY,2A/POINT
123010050 | ARD-DO08S | 7425 | output | 8 point | SSR out | standard | SSR,1A/POINT
123010060 | ARD-DO08SE | 6187.5 | output | 8 point | SSR out | Expansion | SSR,1A/POINT
123010070 | ARD-DI16N | 3712.5 | input | 16 point | NPN open collector output | standard | 10-28VDC,10MA/POINT
123010080 | ARD-DI16NE | 3093.75 | input | 16 point | NPN open collector output | Expansion | 10-28VDC,10MA/POINT
123010090 | ARD-DO16N | 4640.625 | output | 16 point | NPN open collector output | standard | NPN,0.5A/POINT
123010100 | ARD-DO16NE | 3712.5 | output | 16 point | NPN open collector output | Expansion | NPN,0.5A/POINT
123010110 | ARD-DO16P | 4950 | output | 16 point | PNP open collector output | standard | PNP,0.5A/POINT
123010120 | ARD-DO16PE | 4021.875 | output | 16 point | PNP open collector output | Expansion | PNP,0.5A/POINT
123010130 | ARD-DX16N | 4331.25 | I/O intrgrated type | 16 point | NPN open collector output | standard | 10-28VDC,NPN
123010140 | ARD-DX16NE | 3403.125 | I/O intrgrated type | 16 point | NPN open collector output | Expansion | 10-28VDC,NPN
123010150 | ARD-DX16P | 4331.25 | I/O intrgrated type | 16 point | PNP open collector output | standard | 10-28VDC,PNP
123010160 | ARD-DX16PE | 3403.125 | I/O intrgrated type | 16 point | PNP open collector output | Expansion | 10-28VDC,PNP
123010170 | ARD-DI16P | 3712.5 | input | 16 point | PNP open collector output | standard | 10-28VDC,10MA/POINT
123010180 | ARD-DI16PE | 3093.75 | input | 16 point | PNP open collector output | Expansion | 10-28VDC,10MA/POINT
123010190 | ARD-DI08N-4S | 3031.875 | input | 8 point | NPN open collector output | Standard DeviceNet type | NPN,10-28VDC,10MA/PIONT
123010200 | ARX-DI08N-4S | 2598.75 | input | 8 point | NPN open collector output | Expansion | NPN,10-28VDC,10MA/PIONT
123010210 | ARD-DI08P-4S | 3031.875 | input | 8 point | PNP open collector output | Standard DeviceNet type | PNP,10-28VDC,10MA/PIONT
123010220 | ARX-DI08P-4S | 2598.75 | input | 8 point | PNP open collector output | Expansion | PNP,10-28VDC,10MA/PIONT
123010230 | ARD-DO08N-4S | 3403.125 | output | 8 point | NPN open collector output | Standard DeviceNet type | NPN,10-28VDC,0.3A/PIONT
123010240 | ARX-DO08N-4S | 3031.875 | output | 8 point | NPN open collector output | Expansion | NPN,10-28VDC,0.3A/PIONT
123010250 | ARD-DO08P-4S | 3403.125 | output | 8 point | PNP open collector output | Standard DeviceNet type | PNP,10-28VDC,0.3A/PIONT
123010260 | ARX-DO08P-4S | 3031.875 | output | 8 point | PNP open collector output | Expansion | PNP,10-28VDC,0.3A/PIONT
123010510 | ARD-AI04 | 9281.25 |  |  |  |  | INPUT,12-28VDC, MULTI RANGE
123010520 | ARD-AO04 | 9281.25 |  |  |  |  | OUTPUT,12 -28VDC, MULTI RANGE
123010530 | ARD-AO04V | 0 |  |  |  |  | OUTPUT,12-28VDC,MULTI DC VOLT
123010540 | ARD-AO04C | 0 |  |  |  |  | OUTPUT,12-28VDC,4~20MA ,0~20MA
123020010 | ARM-DI08N-4S | 4145.625 | input | 8 point | NPN open collector output | Standard Modbus type | NPN,10-28VDC,10MA/POINT
123020020 | ARM-DI08P-4S | 4145.625 | input | 8 point | PNP open collector output | Standard Modbus type | PNP,10-28VDC,10MA/POINT
123020030 | ARM-DO08N-4S | 4764.375 | output | 8 point | NPN open collector output | Standard Modbus type | NPN,10-28VDC,0.3A/POINT
123020040 | ARM-DO08P-4S | 4764.375 | output | 8 point | PNP open collector output | Standard Modbus type | PNP,10-28VDC,0.3A/POINT

## 13.Motor
Stepping motor
Артикул | Model | Retail price, RUR | Frame size | Torque(kgf·cm) | Current / Phase | Wire Connection
115010000 | 02K-S523 | 4609.6875 | 24mm | 0.18 | 0.75A | Pentagon
115010001 | 02K-S523W | 4795.3125 | 24mm | 0.18 | 0.75A | Pentagon
115010010 | 04K-S525 | 4974.75 | 24mm | 0.28 | 0.75A | Pentagon
115010011 | 04K-S525W | 5154.1875 | 24mm | 0.28 | 0.75A | Pentagon
753050010 | A10K-S545-G5 | 7165.125 | 42mm | 10 | 0.75A | Pentagon
753050030 | A10K-S545W-G5 | 7356.9375 | 42mm | 10 | 0.75A | Pentagon
753050230 | A140K-G599-G5 | 14602.5 | 85mm | 140 | 2.8A | Pentagon
753050370 | A140K-G599-GB5 | 20839.5 | 85mm | 140 | 2.8A | Pentagon
753050250 | A140K-G599W-G5 | 14911.875 | 85mm | 140 | 2.8A | Pentagon
753050200 | A140K-M599-G5 | 14602.5 | 85mm | 140 | 1.4A | Pentagon
753050360 | A140K-M599-GB5 | 20839.5 | 85mm | 140 | 1.4A | Pentagon
753050220 | A140K-M599W-G5 | 14911.875 | 85mm | 140 | 1.4A | Pentagon
753050070 | A15K-S545-G10 | 7165.125 | 42mm | 15 | 0.75A | Pentagon
753050040 | A15K-S545-G7.2 | 7165.125 | 42mm | 15 | 0.75A | Pentagon
753050080 | A15K-S545W-G10 | 7356.9375 | 42mm | 15 | 0.75A | Pentagon
753050060 | A15K-S545W-G7.2 | 7356.9375 | 42mm | 15 | 0.75A | Pentagon
753010010048 | A16K-G268 | 0
753020560 | A16K-G569 | 4888.125 | 60mm | 16.6 | 2.8A | Pentagon
753020600 | A16K-G569-B | 7858.125 | 60mm | 16.6 | 2.8A | Pentagon
753020580 | A16K-G569-S | 5445 | 60mm | 16.6 | 2.8A | Standard
753020610 | A16K-G569-SB | 8538.75 | 60mm | 16.6 | 2.8A | Standard
753020570 | A16K-G569W | 4950 | 60mm | 16.6 | 2.8A | Pentagon
753020590 | A16K-G569W-S | 5506.875 | 60mm | 16.6 | 2.8A | Standard
753020480 | A16K-M569 | 4888.125 | 60mm | 16.6 | 1.4A | Pentagon
753021070 | A16K-M569 | 5135.625 | 60 SQUARE CABLE(3M) | 16.6 | 1.4A | Pentagon
753020520 | A16K-M569(OPTION) | 4950 | 60 SQUARE KEY 홈 SHAFT. | 16.6 | 1.4A | Pentagon
753020530 | A16K-M569-B | 7858.125 | 60mm | 16.6 | 1.4A | Pentagon
753020500 | A16K-M569-S | 5445 | 60mm | 16.6 | 1.4A | Standard
753020540 | A16K-M569-SB | 8538.75 | 60mm | 16.6 | 1.4A | Standard
753020490 | A16K-M569W | 4950 | 60mm | 16.6 | 1.4A | Pentagon
753020510 | A16K-M569W-S | 5506.875 | 60mm | 16.6 | 1.4A | Standard
753020010 | A1K-S543 | 3279.375 | 42mm | 1.3 | 0.75A | Pentagon
753020030 | A1K-S543-S | 3836.25 | 42mm | 1.3 | 0.75A | Standard
753020020 | A1K-S543W | 3403.125 | 42mm | 1.3 | 0.75A | Pentagon
753020040 | A1K-S543W-S | 3960 | 42mm | 1.3 | 0.75A | Standard
753050330 | A200K-G599-G10 | 14602.5 | 85mm | 200 | 2.8A | Pentagon
753050280 | A200K-G599-G7.2 | 14602.5 | 85mm | 200 | 2.8A | Pentagon
753050410 | A200K-G599-GB10 | 20839.5 | 85mm | 200 | 2.8A | Pentagon
753050390 | A200K-G599-GB7.2 | 20839.5 | 85mm | 200 | 2.8A | Pentagon
753050350 | A200K-G599W-G10 | 14911.875 | 85mm | 200 | 2.8A | Pentagon
753050290 | A200K-G599W-G7.2 | 14911.875 | 85mm | 200 | 2.8A | Pentagon
753050300 | A200K-M599-G10 | 14602.5 | 85mm | 200 | 1.4A | Pentagon
753050260 | A200K-M599-G7.2 | 14602.5 | 85mm | 200 | 1.4A | Pentagon
753050400 | A200K-M599-GB10 | 20839.5 | 85mm | 200 | 1.4A | Pentagon
753050380 | A200K-M599-GB7.2 | 20839.5 | 85mm | 200 | 1.4A | Pentagon
753050320 | A200K-M599W-G10 | 14911.875 | 85mm | 200 | 1.4A | Pentagon
753050270 | A200K-M599W-G7.2 | 14911.875 | 85mm | 200 | 1.4A | Pentagon
753020630 | A21K-G596 | 8105.625 | 80mm | 21 | 2.8A | Pentagon
753020640 | A21K-G596-B | 12251.25 | 85mm | 21 | 2.8A | Pentagon
753020670 | A21K-G596-S | 8662.5 | 80mm | 21 | 2.8A | Standard
753020680 | A21K-G596-SB | 12931.875 | 85mm | 21 | 2.8A | Standard
753020660 | A21K-G596W | 8353.125 | 80mm | 21 | 2.8A | Pentagon
753020690 | A21K-G596W-S | 8910 | 80mm | 21 | 2.8A | Standard
753020920 | A21K-M596 | 8105.625 | 80mm | 21 | 1.4A | Pentagon
753020930 | A21K-M596-B | 12251.25 | 85mm | 21 | 1.4A | Pentagon
753020960 | A21K-M596-S | 8662.5 | 80mm | 21 | 1.4A | Standard
753020970 | A21K-M596-SB | 12931.875 | 85mm | 21 | 1.4A | Standard
753020950 | A21K-M596W | 8353.125 | 80mm | 21 | 1.4A | Pentagon
753020980 | A21K-M596W-S | 8910 | 80mm | 21 | 1.4A | Standard
753020050 | A2K-S544 | 3526.875 | 42mm | 1.8 | 0.75A | Pentagon
753020070 | A2K-S544-S | 4083.75 | 42mm | 1.8 | 0.75A | Standard
753020060 | A2K-S544W | 3650.625 | 42mm | 1.8 | 0.75A | Pentagon
753020080 | A2K-S544W-S | 4207.5 | 42mm | 1.8 | 0.75A | Standard
753050090 | A35K-M566-G5 | 9528.75 | 60mm | 35 | 1.4A | Pentagon
753050170 | A35K-M566-GB5 | 10951.875 | 60mm | 35 | 1.4A | Pentagon
753060010 | A35K-M566-R5 | 10828.125 | 60mm | 35 | 1.4A | Pentagon
753060090 | A35K-M566-RB5 | 12375 | 60mm | 35 | 1.4A | Pentagon
753050110 | A35K-M566W-G5 | 9714.375 | 60mm | 35 | 1.4A | Pentagon
753060030 | A35K-M566W-R5 | 11013.75 | 60mm | 35 | 1.4A | Pentagon
753020090 | A3K-S545 | 3526.875 | 42mm | 2.4 | 0.75A | Pentagon
753020120 | A3K-S545-S | 4083.75 | 42mm | 2.4 | 0.75A | Standard
753020110 | A3K-S545W | 3650.625 | 42mm | 2.4 | 0.75A | Pentagon
753020130 | A3K-S545W-S | 4207.5 | 42mm | 2.4 | 0.75A | Standard
753050120 | A40K-M566-G7.2 | 9528.75 | 60mm | 40 | 1.4A | Pentagon
753050180 | A40K-M566-GB7.2 | 10951.875 | 60mm | 40 | 1.4A | Pentagon
753060040 | A40K-M566-R7.2 | 10828.125 | 60mm | 40 | 1.4A | Pentagon
753060100 | A40K-M566-RB7.2 | 12375 | 60mm | 40 | 1.4A | Pentagon
753050130 | A40K-M566W-G7.2 | 9714.375 | 60mm | 40 | 1.4A | Pentagon
753060050 | A40K-M566W-R7.2 | 11013.75 | 60mm | 40 | 1.4A | Pentagon
753020700 | A41K-G599 | 9528.75 | 80mm | 41 | 2.8A | Pentagon
753021060 | A41K-G599 | 9776.25 | 85각 CABLE(3M) KEY 홈 SHAFT
753020710 | A41K-G599(OPTION) | 9528.75 | 85 SQUARE(12파이 SHAFT).
753020720 | A41K-G599-B | 13674.375 | 85mm | 41 | 2.8A | Pentagon
753020740 | A41K-G599-S | 9961.875 | 80mm | 41 | 2.8A | Standard
753020750 | A41K-G599-SB | 14355 | 85mm | 41 | 2.8A | Standard
753020730 | A41K-G599W | 9776.25 | 80mm | 41 | 2.8A | Pentagon
753020760 | A41K-G599W-S | 10209.375 | 80mm | 41 | 2.8A | Standard
753020860 | A41K-M599 | 9528.75 | 80mm | 41 | 1.4A | Pentagon
753020870 | A41K-M599-B | 13674.375 | 85mm | 41 | 1.4A | Pentagon
753020890 | A41K-M599-S | 9961.875 | 80mm | 41 | 1.4A | Standard
753020900 | A41K-M599-SB | 14355 | 85mm | 41 | 1.4A | Standard
753020880 | A41K-M599W | 9776.25 | 80mm | 41 | 1.4A | Pentagon
753020910 | A41K-M599W-S | 10209.375 | 80mm | 41 | 1.4A | Standard
753020250 | A4K-M564 | 3526.875 | 60mm | 4.2 | 1.4A | Pentagon
753020290 | A4K-M564-B | 6496.875 | 60mm | 4.2 | 1.4A | Pentagon
753020270 | A4K-M564-S | 4083.75 | 60mm | 4.2 | 1.4A | Standard
753020300 | A4K-M564-SB | 7177.5 | 60mm | 4.2 | 1.4A | Standard
753020260 | A4K-M564W | 3588.75 | 60mm | 4.2 | 1.4A | Pentagon
753020280 | A4K-M564W-S | 4145.625 | 60mm | 4.2 | 1.4A | Standard
753020850 | A4K-S564 | 3526.875 | 60mm | 4.2 | 0.75A | Pentagon
753020230 | A4K-S564-B | 6496.875 | 60mm | 4.2 | 0.75A | Pentagon
753020210 | A4K-S564-S | 4083.75 | 60mm | 4.2 | 0.75A | Standard
753020240 | A4K-S564-SB | 7177.5 | 60mm | 4.2 | 0.75A | Standard
753020200 | A4K-S564W | 3588.75 | 60mm | 4.2 | 0.75A | Pentagon
753020220 | A4K-S564W-S | 4145.625 | 60mm | 4.2 | 0.75A | Standard
753050140 | A50K-M566-G10 | 9528.75 | 60mm | 50 | 1.4A | Pentagon
753050190 | A50K-M566-GB10 | 10951.875 | 60mm | 50 | 1.4A | Pentagon
753060060 | A50K-M566-R10 | 10828.125 | 60mm | 50 | 1.4A | Pentagon
753060110 | A50K-M566-RB10 | 12375 | RA-BRAKE 일체형.
753050160 | A50K-M566W-G10 | 9714.375 | 60mm | 50 | 1.4A | Pentagon
753060080 | A50K-M566W-R10 | 11013.75 | 60mm | 50 | 1.4A | Pentagon
753020770 | A63K-G5913 | 11880 | 80mm | 63 | 2.8A | Pentagon
753020780 | A63K-G5913-B | 16025.625 | 85mm | 63 | 2.8A | Pentagon
753020820 | A63K-G5913-S | 12313.125 | 80mm | 63 | 2.8A | Standard
753020830 | A63K-G5913-SB | 16706.25 | 85mm | 63 | 2.8A | Standard
753020800 | A63K-G5913W | 12065.625 | 80mm | 63 | 2.8A | Pentagon
753020840 | A63K-G5913W-S | 12560.625 | 80mm | 63 | 2.8A | Standard
753020990 | A63K-M5913 | 11880 | 80mm | 63 | 1.4A | Pentagon
753021000 | A63K-M5913-B | 16025.625 | 85mm | 63 | 1.4A | Pentagon
753021030 | A63K-M5913-S | 12313.125 | 80mm | 63 | 1.4A | Standard
753021040 | A63K-M5913-SB | 16706.25 | 85mm | 63 | 1.4A | Standard
753021020 | A63K-M5913W | 12065.625 | 80mm | 63 | 1.4A | Pentagon
753021050 | A63K-M5913W-S | 12560.625 | 80mm | 63 | 1.4A | Standard
753020410 | A8K-M566 | 3712.5 | 60mm | 8.3 | 1.4A | Pentagon
115080100 | A8K-M566-1000-6-L-5 | 7177.5 | 60각,5VDC
753020450 | A8K-M566-B | 6682.5 | 60mm | 8.3 | 1.4A | Pentagon
753020430 | A8K-M566-S | 4269.375 | 60mm | 8.3 | 1.4A | Standard
753020460 | A8K-M566-SB | 7363.125 | 60mm | 8.3 | 1.4A | Standard
753020420 | A8K-M566W | 3774.375 | 60mm | 8.3 | 1.4A | Pentagon
753020440 | A8K-M566W-S | 4331.25 | 60mm | 8.3 | 1.4A | Standard
753020350 | A8K-S566 | 3712.5 | 60mm | 8.3 | 0.75A | Pentagon
753020390 | A8K-S566-B | 6682.5 | 60mm | 8.3 | 0.75A | Pentagon
753020370 | A8K-S566-S | 4269.375 | 60mm | 8.3 | 0.75A | Standard
753020400 | A8K-S566-SB | 7363.125 | 60mm | 8.3 | 0.75A | Standard
753020360 | A8K-S566W | 3774.375 | 60mm | 8.3 | 0.75A | Pentagon
753020380 | A8K-S566W-S | 4331.25 | 60mm | 8.3 | 0.75A | Standard
753030170 | AH16K-G569 | 7486.875 | 60mm | 16.6 | 2.8A | Pentagon
753030190 | AH16K-G569W | 7610.625 | 60mm | 16.6 | 2.8A | Pentagon
753030140 | AH16K-M569 | 7486.875 | 60mm | 16.6 | 1.4A | Pentagon
753030160 | AH16K-M569W | 7610.625 | 60mm | 16.6 | 1.4A | Pentagon
753030010 | AH1K-S543 | 5568.75 | 42mm | 1.3 | 0.75A | Pentagon
753030020 | AH2K-S544 | 5878.125 | 42mm | 1.8 | 0.75A | Pentagon
753030030 | AH3K-S545 | 6187.5 | 42mm | 2.4 | 0.75A | Pentagon
753030260 | AH41K-G599 | 13612.5 | 80mm | 41 | 2.8A | Pentagon
753030270 | AH41K-G599W | 13674.375 | 80mm | 41 | 2.8A | Pentagon
753030240 | AH41K-M599 | 13612.5 | 80mm | 41 | 1.4A | Pentagon
753030250 | AH41K-M599W | 13674.375 | 80mm | 41 | 1.4A | Pentagon
753030080 | AH4K-M564 | 6249.375 | 60mm | 4.2 | 1.4A | Pentagon
753030090 | AH4K-M564W | 6373.125 | 60mm | 4.2 | 1.4A | Pentagon
753030050 | AH4K-S564 | 6249.375 | 60mm | 4.2 | 0.75A | Pentagon
753030060 | AH4K-S564-S | 6868.125 | 60mm | 4.2 | 0.75A | Pentagon
753030070 | AH4K-S564W | 6373.125 | 60mm | 4.2 | 0.75A | Pentagon
753030310 | AH63K-G5913 | 17263.125 | 80mm | 63 | 2.8A | Pentagon
753030330 | AH63K-G5913W | 17504.4375 | 80mm | 63 | 2.8A | Pentagon
753030280 | AH63K-M5913 | 17263.125 | 80mm | 63 | 1.4A | Pentagon
753030300 | AH63K-M5913W | 17504.4375 | 80mm | 63 | 1.4A | Pentagon
753030120 | AH8K-M566 | 6435 | 60mm | 8.3 | 1.4A | Pentagon
753030130 | AH8K-M566W | 6496.875 | 60mm | 8.3 | 1.4A | Pentagon
753030100 | AH8K-S566 | 6435 | 60mm | 8.3 | 0.75A | Pentagon
753030110 | AH8K-S566W | 6496.875 | 60mm | 8.3 | 0.75A | Pentagon
753030200 | AH21K-M596 | 12189.375
753030210 | AH21K-M596W | 10580.625
753030220 | AH21K-G596 | 10339.3125
753030230 | AH21K-G596W | 10580.625
Артикул | Model | Retail price, RUR | Frame size | Current / Phase | Function
755020030 | MD2U-ID20 | 4331.25 | 20-35VDC | 2.0A | 0.09 ° ~ 0.9 °(Micro step)
755020010 | MD2U-MD20 | 4331.25 | 20-35VDC | 2.0A | 0.09 ° ~ 1.8 °(Micro step)
755010040 | MD5-HD14 | 9219.375 | 20-35VDC | 0.4~1.4A | 0.00288° ~ 0.72° (250divisions, Micro step)
755010130 | MD5-HD14-2X | 13550.625 | 20-35VDC | 0.4~1.4A | 0.72°~0.00288°
755010140 | MD5-HD14-3X | 17881.875 | 20-35VDC | 0.4~1.4A | 0.72°~0.00288°
755010080 | MD5-HF14 | 0 | 100-240VAC | 0.4~1.4A | 0.72°~0.00288°
755010160 | MD5-HF28 | 0 | 100-240VAC | 1.0~2.8A | 0.72°~0.00288°
755010010 | MD5-ND14 | 7301.25 | 20-35VDC | 0.5~1.5A | 0.72°(Full step), 0.36°(Half step)
755010071 | MD5-HF14-A | 12313.125
Артикул | Model | Retail price, RUR | Axis | Connection type | etc
756011010 | PMC-2B-ISA | 22398.75 | 2- Axis | ISA
756011011 | PMC-2B-ISA (ENG) | 22398.75 | 2- Axis | ISA (ENG)
756011210 | PMC-4B-PCI | 33598.125 | 4- Axis | PCI
756011211 | PMC-4B-PCI | 33598.125 | 4- Axis | PCI (ENG)
756011220 | PMC-4B-PCI | 33907.5 | 4AXIS | PCI(2M).
756011221 | PMC-4B-PCI (ENG) | 33907.5 | 4AXIS | PCI(2M) (ENG)
Артикул | Model | Retail price, RUR | Axis | Connection type | Current / Phase | Wire Connection
756010010 | PMC-1HS-232 | 10085.625 | 1-Axis | RS-232 | 64 step | 24VDC
756010020 | PMC-1HS-USB | 10642.5 | 1-Axis | USB | 64 step | 24VDC
756010040 | PMC-2HS-232 | 11756.25 | 2- Axis | RS-232 | 64 step | 24VDC
756010510 | PMC-2HSP-485 | 11756.25 | 2- Axis | RS-485 +RS-232C
756010050 | PMC-2HS-USB | 12375 | 2- Axis | USB | 64 step | 24VDC
756010520 | PMC-2HSP-USB | 12375 | 2- Axis | USB | 64 step | 24VDC
756010521 | PMC-2HSP-USB (ENG) | 12375 | 2- Axis | USB (ENG) | 64 step | 24VDC
756010530 | PMC-2HSN-485 | 11756.25 | 2- Axis | RS-485
756010540 | PMC-2HSN-USB | 12375 | 2- Axis | USB
756010541 | PMC-2HSN-USB | 12375 | 2- Axis | USB (ENG)
756010070 | PMC-2TU-232 | 4207.5 | Teaching Unit
2-Phase Stepper motor(Imported item from China)
| ■ 42mm/56mm 2-Shaft type | [5 empty] | AK-2 SERIES
Артикул | Model | Retail price, RUR | Motor type | Max.holding torque | Rated current | Motor phase | Motor frame size(mm) | Motor length(mm) | Motor shaft
| A2K-M243 | 915.75 | Shaft type | 2.06kgf•cm | 1.2A/phase | 2 phase | 42mm(42mm x 42mm) | 34mm | Single shaft
| A3K-M244 | 1150.875 | Shaft type | 2.97kgf•cm | 1.2A/phase | 2 phase | 42mm(42mm x 42mm) | 40mm | Single shaft
| A3K-M244W | 1150.875 | Shaft type | 2.97kgf•cm | 1.2A/phase | 2 phase | 42mm(42mm x 42mm) | 40mm | Dual shaft
| A4K-M245 | 1553.0625 | Shaft type | 3.48kgf•cm | 1.2A/phase | 2 phase | 42mm(42mm x 42mm) | 47.5mm | Single shaft
| A6K-G264 | 1701.5625 | Shaft type | 5.67kgf•cm | 2.0A/phase | 2 phase | 56mm(56.4mm x 56.4mm) | 42mm | Single shaft
| A6K-G264W | 1701.5625 | Shaft type | 5.67kgf•cm | 2.0A/phase | 2 phase | 56mm(56.4mm x 56.4mm) | 42mm | Dual shaft
| A9K-G265 | 2109.9375 | Shaft type | 9.25kgf•cm | 2.0A/phase | 2 phase | 56mm(56.4mm x 56.4mm) | 54.5mm | Single shaft
| A9K-G265W | 2109.9375 | Shaft type | 9.24kgf•cm | 2.0A/phase | 2 phase | 56mm(56.4mm x 56.4mm) | 54.4mm | Dual shaft
| A16K-G268 | 2889.5625 | Shaft type | 15.7kgf•cm | 2.0A/phase | 2 phase | 56mm(56.4mm x 56.4mm) | 77.5mm | Single shaft

## 14.Accessory
Accessories
Артикул | Description | Model | Retail price, RUR | Color
102010030 | Bracket | PGB48-W | 24.5025 | White
102010010 | Bracket | FGB48-GR | 16.335 | Beige
102010020 | Bracket | FGB48-BL | 16.335 | Black
Артикул | Description | Model | Retail price, RUR | Cable Length | Cable Material | Type | Appearance
- | Proximity Cable | CID2-2 | 216.5625 | 2m | PVC | Socket type | " ─ "
- | Proximity Cable | CLD2-2 | 216.5625 | 2m | PVC | Socket type | " └ "
- | Proximity Cable | CID2-5 | 309.375 | 5m | PVC | Socket type | " ─ "
- | Proximity Cable | CLD2-5 | 309.375 | 5m | PVC | Socket type | " └ "
- | Proximity Cable | CID2-2-I | 216.5625 | 2m | PVC | Socket type | " ─ "
- | Proximity Cable | CLD2-2-I | 216.5625 | 2m | PVC | Socket type | " └ "
- | Proximity Cable | CID2-5-I | 309.375 | 5m | PVC | Socket type | " ─ "
- | Proximity Cable | CLD2-5-I | 309.375 | 5m | PVC | Socket type | " └ "
- | Proximity Cable | CID2-2P | 309.375 | 2m | PVC | Plug type | " ─ "
- | Proximity Cable | CLD2-2P | 309.375 | 2m | PVC | Plug type | " └ "
- | Proximity Cable | CID2-5P | 402.1875 | 5m | PVC | Plug type | " ─ "
- | Proximity Cable | CLD2-5P | 402.1875 | 5m | PVC | Plug type | " └ "
- | Proximity Cable | CIDPU2-2 | 216.5625 | 2m | PUR (polyurethan) | Socket type | " ─ "
- | Proximity Cable | CLDPU2-2 | 216.5625 | 2m | PUR (polyurethan) | Socket type | " └ "
- | Proximity Cable | CIDPU2-5 | 309.375 | 5m | PUR (polyurethan) | Socket type | " ─ "
- | Proximity Cable | CLDPU2-5 | 309.375 | 5m | PUR (polyurethan) | Socket type | " └ "
- | Proximity Cable | CIDPU2-2-I | 216.5625 | 2m | PUR (polyurethan) | Socket type | " ─ "
- | Proximity Cable | CLDPU2-2-I | 216.5625 | 2m | PUR (polyurethan) | Socket type | " └ "
- | Proximity Cable | CIDPU2-5-I | 309.375 | 5m | PUR (polyurethan) | Socket type | " ─ "
- | Proximity Cable | CLDPU2-5-I | 309.375 | 5m | PUR (polyurethan) | Socket type | " └ "
- | Proximity Cable | CIDPU2-2P | 309.375 | 2m | PUR (polyurethan) | Plug type | " ─ "
- | Proximity Cable | CLDPU2-2P | 309.375 | 2m | PUR (polyurethan) | Plug type | " └ "
- | Proximity Cable | CIDPU2-5P | 402.1875 | 5m | PUR (polyurethan) | Plug type | " ─ "
- | Proximity Cable | CLDPU2-5P | 402.1875 | 5m | PUR (polyurethan) | Plug type | " └ "
- | Proximity Cable | CID3-2 | 216.5625 | 2m | PVC | Socket type | " ─ "
- | Proximity Cable | CLD3-2 | 216.5625 | 2m | PVC | Socket type | " └ "
- | Proximity Cable | CID3-5 | 309.375 | 5m | PVC | Socket type | " ─ "
- | Proximity Cable | CLD3-5 | 309.375 | 5m | PVC | Socket type | " └ "
- | Proximity Cable | CLD3-10 | 612.5625 | 10m | PVC | Socket type | " └ "
- | Proximity Cable | CID3-2P | 309.375 | 2m | PVC | Plug type | " ─ "
- | Proximity Cable | CLD3-2P | 309.375 | 2m | PVC | Plug type | " └ "
- | Proximity Cable | CID3-5P | 402.1875 | 5m | PVC | Plug type | " ─ "
- | Proximity Cable | CLD3-5P | 402.1875 | 5m | PVC | Plug type | " └ "
- | Proximity Cable | CIDH4-3 | 433.125 | 3m | PVC | Socket type | ─
- | Proximity Cable | CIDH4-3P | 433.125 | 3m | PVC | Plug type | " └ "
- | Proximity Cable | CIDH4-5 | 556.875 | 5m | PVC | Socket type | ─
- | Proximity Cable | CIDH4-5P | 556.875 | 5m | PVC | Plug type | " └ "
- | Proximity Cable | CLDH4-3 | 433.125 | 3m | PVC | Socket type | ─
- | Proximity Cable | CLDH4-3P | 433.125 | 3m | PVC | Plug type | " └ "
- | Proximity Cable | CLDH4-5 | 556.875 | 5m | PVC | Socket type | ─
- | Proximity Cable | CLDH4-5P | 556.875 | 5m | PVC | Plug type | " └ "
- | Proximity Cable | CIDPU3-2 | 216.5625 | 2m | PUR (polyurethan) | Socket type | " ─ "
- | Proximity Cable | CLDPU3-2 | 216.5625 | 2m | PUR (polyurethan) | Socket type | " └ "
- | Proximity Cable | CIDPU3-5 | 309.375 | 5m | PUR (polyurethan) | Socket type | " ─ "
- | Proximity Cable | CLDPU3-5 | 309.375 | 5m | PUR (polyurethan) | Socket type | " └ "
- | Proximity Cable | CIDPU3-2P | 309.375 | 2m | PUR (polyurethan) | Plug type | " ─ "
- | Proximity Cable | CLDPU3-2P | 309.375 | 2m | PUR (polyurethan) | Plug type | " └ "
- | Proximity Cable | CIDPU3-5P | 402.1875 | 5m | PUR (polyurethan) | Plug type | " ─ "
- | Proximity Cable | CLDPU3-5P | 402.1875 | 5m | PUR (polyurethan) | Plug type | " └ "
- | Proximity Cable | CIA2-2 | 216.5625 | 2m | PVC | Socket type | " ─ "
- | Proximity Cable | CLA2-2 | 216.5625 | 2m | PVC | Socket type | " └ "
- | Proximity Cable | CIA2-5 | 309.375 | 5m | PVC | Socket type | " ─ "
- | Proximity Cable | CLA2-5 | 309.375 | 5m | PVC | Socket type | " └ "
- | Proximity Cable | CIA2-2P | 309.375 | 2m | PVC | Plug type | " ─ "
- | Proximity Cable | CLA2-2P | 309.375 | 2m | PVC | Plug type | " └ "
- | Proximity Cable | CIA2-5P | 402.1875 | 5m | PVC | Plug type | " ─ "
- | Proximity Cable | CLA2-5P | 402.1875 | 5m | PVC | Plug type | " └ "
- | Proximity Cable | CIAPU2-2 | 216.5625 | 2m | PUR (polyurethan) | Socket type | " ─ "
- | Proximity Cable | CLAPU2-2 | 216.5625 | 2m | PUR (polyurethan) | Socket type | " └ "
- | Proximity Cable | CIAPU2-5 | 309.375 | 5m | PUR (polyurethan) | Socket type | " ─ "
- | Proximity Cable | CLAPU2-5 | 309.375 | 5m | PUR (polyurethan) | Socket type | " └ "
- | Proximity Cable | CIAPU2-2P | 309.375 | 2m | PUR (polyurethan) | Plug type | " ─ "
- | Proximity Cable | CLAPU2-2P | 309.375 | 2m | PUR (polyurethan) | Plug type | " └ "
- | Proximity Cable | CIAPU2-5P | 402.1875 | 5m | PUR (polyurethan) | Plug type | " ─ "
- | Proximity Cable | CLAPU2-5P | 402.1875 | 5m | PUR (polyurethan) | Plug type | " └ "
- | Proximity Cable | C1D4-2 | 402.1875 | 2m | PVC | Socket - Plug (DC) | " ─ " = " ─ "
- | Proximity Cable | C2D4-2 | 402.1875 | 2m | PVC | Socket - Plug (DC) | " └ " = " └ "
- | Proximity Cable | C3D4-2 | 402.1875 | 2m | PVC | Socket - Plug (DC) | " ─ " = " └ "
- | Proximity Cable | C4D4-2 | 402.1875 | 2m | PVC | Socket - Plug (DC) | " └ " = " ─ "
- | Proximity Cable | C1D4-5 | 495 | 5m | PVC | Socket - Plug (DC) | " ─ " = " ─ "
- | Proximity Cable | C2D4-5 | 495 | 5m | PVC | Socket - Plug (DC) | " └ " = " └ "
- | Proximity Cable | C3D4-5 | 495 | 5m | PVC | Socket - Plug (DC) | " ─ " = " └ "
- | Proximity Cable | C4D4-5 | 495 | 5m | PVC | Socket - Plug (DC) | " └ " = " ─ "
- | Proximity Cable | C1A4-2 | 402.1875 | 2m | PVC | Socket - Plug (AC) | " ─ " = " ─ "
- | Proximity Cable | C2A4-2 | 402.1875 | 2m | PVC | Socket - Plug (AC) | " └ " = " └ "
- | Proximity Cable | C3A4-2 | 402.1875 | 2m | PVC | Socket - Plug (AC) | " ─ " = " └ "
- | Proximity Cable | C4A4-2 | 402.1875 | 2m | PVC | Socket - Plug (AC) | " └ " = " ─ "
- | Proximity Cable | C1A4-5 | 495 | 5m | PVC | Socket - Plug (AC) | " ─ " = " ─ "
- | Proximity Cable | C2A4-5 | 495 | 5m | PVC | Socket - Plug (AC) | " └ " = " └ "
- | Proximity Cable | C3A4-5 | 495 | 5m | PVC | Socket - Plug (AC) | " ─ " = " └ "
- | Proximity Cable | C4A4-5 | 495 | 5m | PVC | Socket - Plug (AC) | " └ " = " ─ "
- | Proximity Cable | C1D4-2P | 433.125 | 2m | PVC | Plug - Plug (DC) | " ─ "
- | Proximity Cable | C2D4-5P | 556.875 | 5m | PVC | Plug - Plug (DC) | " ─ "
- | Proximity Cable | C1A4-2P | 433.125 | 2m | PVC | Plug - Plug (AC) | " ─ "
- | Proximity Cable | C2A4-5P | 556.875 | 5m | PVC | Plug - Plug (AC) | " ─ "
- | Proximity Cable | C1DPU4-2 | 402.1875 | 2m | PUR (polyurethan) | Socket - Plug (DC) | " ─ " = " ─ "
- | Proximity Cable | C2DPU4-2 | 402.1875 | 2m | PUR (polyurethan) | Socket - Plug (DC) | " └ " = " └ "
- | Proximity Cable | C3DPU4-2 | 402.1875 | 2m | PUR (polyurethan) | Socket - Plug (DC) | " ─ " = " └ "
- | Proximity Cable | C4DPU4-2 | 402.1875 | 2m | PUR (polyurethan) | Socket - Plug (DC) | " └ " = " ─ "
- | Proximity Cable | C1DPU4-5 | 495 | 5m | PUR (polyurethan) | Socket - Plug (DC) | " ─ " = " ─ "
- | Proximity Cable | C2DPU4-5 | 495 | 5m | PUR (polyurethan) | Socket - Plug (DC) | " └ " = " └ "
- | Proximity Cable | C3DPU4-5 | 495 | 5m | PUR (polyurethan) | Socket - Plug (DC) | " ─ " = " └ "
- | Proximity Cable | C4DPU4-5 | 495 | 5m | PUR (polyurethan) | Socket - Plug (DC) | " └ " = " ─ "
- | Proximity Cable | C1APU4-2 | 402.1875 | 2m | PUR (polyurethan) | Socket - Plug (AC) | " ─ " = " ─ "
- | Proximity Cable | C2APU4-2 | 402.1875 | 2m | PUR (polyurethan) | Socket - Plug (AC) | " └ " = " └ "
- | Proximity Cable | C3APU4-2 | 402.1875 | 2m | PUR (polyurethan) | Socket - Plug (AC) | " ─ " = " └ "
- | Proximity Cable | C4APU4-2 | 402.1875 | 2m | PUR (polyurethan) | Socket - Plug (AC) | " └ " = " ─ "
- | Proximity Cable | C1APU4-5 | 495 | 5m | PUR (polyurethan) | Socket - Plug (AC) | " ─ " = " ─ "
- | Proximity Cable | C2APU4-5 | 495 | 5m | PUR (polyurethan) | Socket - Plug (AC) | " └ " = " └ "
- | Proximity Cable | C3APU4-5 | 495 | 5m | PUR (polyurethan) | Socket - Plug (AC) | " ─ " = " └ "
- | Proximity Cable | C4APU4-5 | 495 | 5m | PUR (polyurethan) | Socket - Plug (AC) | " └ " = " ─ "
- | Proximity Cable | C1DPU4-2P | 433.125 | 2m | PUR (polyurethan) | Plug - Plug (DC) | " ─ "
- | Proximity Cable | C2DPU4-5P | 556.875 | 5m | PUR (polyurethan) | Plug - Plug (DC) | " ─ "
- | Proximity Cable | C1APU4-2P | 433.125 | 2m | PUR (polyurethan) | Plug - Plug (AC) | " ─ "
- | Proximity Cable | C2APU4-5P | 556.875 | 5m | PUR (polyurethan) | Plug - Plug (AC) | " ─ "
Артикул | Description | Model | Retail price, RUR | Connector(pcs) | Size | Power supply | Type
113920010 | Junction Box | PT4-2D | 2378.475 | 4 pcs | W50 X H73 X L27.5mm | 12-24VDC (10-30VDC) | DC 2 Wire
113920020 | Junction Box | PT4-3DN | 2378.475 | 4 pcs | W50 X H73 X L27.5mm | 12-24VDC (10-30VDC) | DC 3 Wire, NPN
113920030 | Junction Box | PT4-3DP | 2378.475 | 4 pcs | W50 X H73 X L27.5mm | 12-24VDC (10-30VDC) | DC 3 Wire, PNP
113920040 | Junction Box | PT6-2D | 2723.7375 | 6 pcs | W50 X H98 X L27.5mm | 12-24VDC (10-30VDC) | DC 2 Wire
113920050 | Junction Box | PT6-3DN | 2723.7375 | 6 pcs | W50 X H98 X L27.5mm | 12-24VDC (10-30VDC) | DC 3 Wire, NPN
113920060 | Junction Box | PT6-3DP | 2723.7375 | 6 pcs | W50 X H98 X L27.5mm | 12-24VDC (10-30VDC) | DC 3 Wire, PNP
113920061 | Junction Box | PT6-3DP | 3490.9875 | 6 pcs | W50 X H98 X L27.5mm | 12-24VDC (10-30VDC) | DC 3 Wire, PNP (10M)
113920070 | Junction Box | PT8-2D | 3069 | 8 pcs | W50 X H123 X L27.5mm | 12-24VDC (10-30VDC) | DC 2 Wire
113920080 | Junction Box | PT8-3DN | 3069 | 8 pcs | W50 X H123 X L27.5mm | 12-24VDC (10-30VDC) | DC 3 Wire, NPN
113920090 | Junction Box | PT8-3DP | 3069 | 8 pcs | W50 X H123 X L27.5mm | 12-24VDC (10-30VDC) | DC 3 Wire, PNP
113920091 | Junction Box | PT8-3DP | 3836.25 | 8 pcs | W50 X H123 X L27.5mm | 12-24VDC (10-30VDC) | DC 3 Wire, PNP (10M)
Артикул | Description | Model | Retail price, RUR | Power supply type | Type
113930010 | Connetor for Panel Mounting | PT1-D | 207.9 | DC | Flush
113930020 | Connetor for Panel Mounting | PT1-A | 207.9 | AC | Flush
113930040 | Connetor for Panel Mounting | PT2-D | 207.9 | DC | Non Flush
113930030 | Connetor for Panel Mounting | PT2-A | 207.9 | AC | Non Flush
Артикул | Description | Model | Retail price, RUR | Connector size
113940010 | Protection Cover | P90-M12 | 24.5025 | M12
113940020 | Protection Cover | P90-M18 | 24.5025 | M18
113940030 | Protection Cover | P90-M30 | 24.5025 | M30
113950010 | Protection Cover | P90-R12 | 32.67 | M12
113950020 | Protection Cover | P90-R18 | 32.67 | M18
113950030 | Protection Cover | P90-R30 | 32.67 | M30
Артикул | Description | Model | Retail price, RUR | Connector size
113940040 | Waterproof Cover | P96-M12-1 | 138.8475 | M12
Артикул | Description | Model | Retail price, RUR | Cable Length
113012040 | Connetor for the Area sensor | CID4-3T | 359.37 | 3m | 4P X 3M(BLACK)
113012010 | Connetor for the Area sensor | CID4-5T | 571.725 | 5m | 4P X 5M(BLACK)
113012020 | Connetor for the Area sensor | CID4-7T | 710.5725 | 7m | 4P X 7M(BLACK)
113012030 | Connetor for the Area sensor | CID4-10T | 922.9275 | 10m | 4P X 10M(BLACK)
113012080 | Connetor for the Area sensor | CID4-3R | 359.37 | 3m | 4P X 3M(GRAY)
113012050 | Connetor for the Area sensor | CID4-5R | 571.725 | 5m | 4P X 5M(GRAY)
113012060 | Connetor for the Area sensor | CID4-7R | 710.5725 | 7m | 4P X 7M(GRAY)
113012070 | Connetor for the Area sensor | CID4-10R | 922.9275 | 10m | 4P X 10M(GRAY)
Артикул | Description | Model | Retail price, RUR | Application
113010810 | BJ CONNECTOR CABLE | CID408-2 | 451.6875
113010820 | BJ CONNECTOR CABLE | CID408-5 | 618.75
113010830 | BJ CONNECTOR CABLE | CLD408-2 | 451.6875
113010840 | BJ CONNECTOR CABLE | CLD408-5 | 618.75
Артикул | Description | Model | Retail price, RUR
119910020 | BWPK BRACKET | BK-BWPK-L | 377.4375
119910030 | BWPK BRACKET | BK-BWPK-P | 408.375
119910010 | BWPK BRACKET | BK-BWPK-ST | 377.4375
119900020 | BWP BRACKET | BK-BWP-L | 309.375
119900030 | BWP BRACKET | BK-BWP-P08 | 618.75
119900050 | BWP BRACKET | BK-BWP-P12 | 742.5
119900040 | BWP BRACKET | BK-BWP-P16 | 866.25
119900060 | BWP BRACKET | BK-BWP-P20 | 990
119900010 | BWP BRACKET | BK-BWP-ST | 309.375
Артикул | Description | Model | Retail price, RUR
110910010 | Pressure Panel Bracket | PSO-01 | 154.6875
110910020 | Pressure Protection Cover | PSO-02 | 105.1875
110910030 | HOLDER BRACKET(IVORY) | PSO-03 | 154.6875
110910050 | Pressure Panel Bracket | PS0-B02 | 167.0625
110910040 | PSAN 케넥터형 배선 | PSO-C01 | 185.625
110910070 | PSAN BRACKET COVER | PSO-P01 | 111.375
110910060 | PSAN M5 GENDER | PSO-Z01 | 68.0625
Артикул | Description | Model | Retail price, RUR | Diameter
112930010 | ENC PULLEY | ENC PULLEY(250mm) | 230.7937 | 250mm
112930020 | ENC PULLEY | ENC PULLEY(0.25yd) | 230.7937 | 0.25Yd
Артикул | Description | Model | Retail price, RUR | Application
113013010 | ENCODER CONNETOR CABLE | CID6S-2 | 816.75 | Totempole, NPN open collector, Voltage
113013020 | ENCODER CONNETOR CABLE | CID6S-5 | 1061.775 | Totempole, NPN open collector, Voltage
113013030 | ENCODER CONNETOR CABLE | CID6S-10 | 1470.15 | Totempole, NPN open collector, Voltage
113013070 | ENCODER CONNETOR CABLE | CID9S-2 | 980.1 | Line driver output
113013080 | ENCODER CONNETOR CABLE | CID9S-5 | 1225.125 | Line driver output
113013090 | ENCODER CONNETOR CABLE | CID9S-10 | 1633.5 | Line driver output
113013100 | ENCODER CONNETOR CABLE | CID13S-2 | 1143.45 | Cam positioner
113013110 | ENCODER CONNETOR CABLE | CID13S-5 | 1388.475 | Cam positioner
113013120 | ENCODER CONNETOR CABLE | CID13S-10 | 1878.525 | Cam positioner
113013130 | ENCODER CONNETOR CABLE | CID13P-2-SI | 1796.85 | Cam positioner
113013140 | ENCODER CONNETOR CABLE | CID13P-5-SI | 2041.875 | Cam positioner
113013150 | ENCODER CONNETOR CABLE | CID13P-10-SI | 2450.25 | Cam positioner
112940010 | ENA Cable | ENA Cable (4P) | 326.7 | CABLE 2M(4P)
112940040 | ENA Cable | ENA Cable (5P) | 326.7 | CABLE 2M(5P)
* The price of Cable outgoing connector type(Option) of E40S6, E50S8, E40H, E60H, E80H, ENC Series. is added USD5.00 to standard model.
* The model of Cable outgoing connector type is added "-C" to the standard model.
Артикул | Description | Model | Retail price, RUR
112910030 | COUPLING | φ10(10PIE) | 187.8525
112910130 | COUPLING | φ4(4PIE) | 187.8525
112910010 | COUPLING | φ6(6PIE) | 187.8525
112910020 | COUPLING | φ8(8PIE) | 187.8525
Артикул | Description | Model | Retail price, RUR | DIAMETER SIZE | Type
- | ERB-A-19C-04/04 | AL7075, 19C | 963.765 | Diameter ￠19 | CLAMP TYPE
- | ERB-A-19C-04/05 | AL7075, 19C | 963.765 | Diameter ￠19 | CLAMP TYPE
- | ERB-A-19C-04/06 | AL7075, 19C | 963.765 | Diameter ￠19 | CLAMP TYPE
- | ERB-A-19C-05/05 | AL7075, 19C | 963.765 | Diameter ￠19 | CLAMP TYPE
- | ERB-A-19C-05/06 | AL7075, 19C | 963.765 | Diameter ￠19 | CLAMP TYPE
- | ERB-A-19C-06/06 | AL7075, 19C | 963.765 | Diameter ￠19 | CLAMP TYPE
- | ERB-A-19S-04/04 | AL7075, 19S | 890.2575 | Diameter ￠19 | SET SCREW TYPE
- | ERB-A-19S-04/05 | AL7075, 19S | 890.2575 | Diameter ￠19 | SET SCREW TYPE
- | ERB-A-19S-04/06 | AL7075, 19S | 890.2575 | Diameter ￠19 | SET SCREW TYPE
- | ERB-A-19S-05/05 | AL7075, 19S | 890.2575 | Diameter ￠19 | SET SCREW TYPE
- | ERB-A-19S-05/06 | AL7075, 19S | 890.2575 | Diameter ￠19 | SET SCREW TYPE
- | ERB-A-19S-06/06 | AL7075, 19S | 890.2575 | Diameter ￠19 | SET SCREW TYPE
- | ERB-A-26C-06/06 | AL7075, 26C | 1110.78 | Diameter ￠26 | CLAMP TYPE
- | ERB-A-26C-06/08 | AL7075, 26C | 1110.78 | Diameter ￠26 | CLAMP TYPE
- | ERB-A-26C-08/08 | AL7075, 26C | 1110.78 | Diameter ￠26 | CLAMP TYPE
- | ERB-A-26S-06/06 | AL7075, 26S | 1037.2725 | Diameter ￠26 | SET SCREW TYPE
- | ERB-A-26S-06/08 | AL7075, 26S | 1037.2725 | Diameter ￠26 | SET SCREW TYPE
- | ERB-A-26S-08/08 | AL7075, 26S | 1037.2725 | Diameter ￠26 | SET SCREW TYPE
Артикул | Description | Model | Retail price, RUR | Cable Length | Diameter(Outside) | Diameter(Inside) | Option
111040000 | Protecting Tube For Fiber Optic Cable | FTH-310 | 1593.9 | 1m | φ6 | φ3 | 500mm
111040010 | Protecting Tube For Fiber Optic Cable | FTH-410 | 1593.9 | 1m | φ7 | φ4 | 500mm
111040020 | Protecting Tube For Fiber Optic Cable | FDH-610 | 900.9 | 1m | φ9 | φ6 | 500mm
111040001 | Protecting Tube For Fiber Optic Cable | FTH-305 | 1524.6 | 0,5m |  | φ3 | M3
111040011 | Protecting Tube For Fiber Optic Cable | FTH-405 | 1524.6 | 0,5m |  | φ4 | M4
111040021 | Protecting Tube For Fiber Optic Cable | FDH-605 | 831.6 | 0,5m |  | φ6 | M6
Артикул | Description | Model | Retail price, RUR | Option | Applicable Fiber Optic Cable
111040030 | LENZ UNIT FOR LONG DISTANCE | FTL-M26 | 693 | Lenz Unit | FT-420-10(Max.2.5m), FTR-420-13(Max.2m), FT-420-10H(Max.1.5m)
111040040 | LENZ UNIT FOR MICRO SPOT | FDC-2 | 540.54 | Micro Spot | FDC-320-F
Артикул | Description | Model | Retail price, RUR | Mirro Size
110000020 | MIRROR | MS-2 | 145.53 | W40.5 X H60.5 X L8mm
110000220 | MIRROR | MS-2A | 242.55
110000230 | MIRROR | MS-2S | 214.83
110000060 | MIRROR | MS-3 | 415.8 | W86.1 X H60.5 X L8.4mm
110000240 | MIRROR | MS-3S | 485.1
110000150 | MIRROR | MS-4 | 242.55 | W29.3 X H38 X L7mm
110000160 | MIRROR | MS-5 | 124.74 | W15.4 X H24 X L7.5mm
Артикул | Description | Model | Retail price, RUR | Connector to GP
110010050 | Connector for BS5 | CT-01 | 41.58 | Connector for BS5 series
110010052 | Connector for BS5 (BS5 C-CABLE(1M)) | CT-02 | 207.9 | Connector for BS5 series with 1m cable
110010054 | Connector for BS5 (BS5 C-CABLE(2M)) | CT-02 | 277.2 | Connector for BS5 series with 1m cable
Артикул | Description | Model | Retail price, RUR | Connector to GP | Connecting Device | Cable Length | etc
- | GP CONNECTOR | C3M5P00-D9F0-M6M0 | 385 | D-Sub 9Pin Femaile | Mini-Din 6Pin Male | 3000mm
- | GP CONNECTOR | C3M5P01-D9F0-D9M0 | 423.5 | D-Sub 9Pin Femaile | D-Sub 9Pin Femaile | 3000mm
- | GP CONNECTOR | C3M5P02-D9F0-D9M0 | 423.5 | D-Sub 9Pin Femaile | D-Sub 9Pin Femaile | 3000mm
- | GP CONNECTOR | C3M5P03-D9M0-W4*0 | 346.5 | D-Sub 9Pin Femaile | 4 Wire | 3000mm | Available RS-485
- | GP CONNECTOR | C3M5P04-D9M0-W6*0 | 346.5 | D-Sub 9Pin Femaile | 6 Wire | 3000mm
- | GP CONNECTOR | C3M5P05-D9F0-D9M0 | 462 | D-Sub 9Pin Femaile | D-Sub 9Pin Femaile | 3000mm
- | GP CONNECTOR | C3M5P06-D9F0-D15M0 | 423.5 | D-Sub 9Pin Femaile | D-Sub 15Pin Femaile | 3000mm
- | GP CONNECTOR | C3M5P07-D9F0-D9M0 | 423.5 | D-Sub 9Pin Femaile | D-Sub 9Pin Femaile | 3000mm
- | GP CONNECTOR | C3M5P08-D9M0-M8M0 | 423.5 | D-Sub 9Pin Femaile | Mini-Din 8Pin Male | 3000mm
- | GP CONNECTOR | C3M5P09-D9F0-D9F0 | 423.5 | D-Sub 9Pin Femaile | D-Sub 9Pin Femaile | 3000mm
- | GP CONNECTOR | C3M5P10-D9F0-M5M0 | 385 | D-Sub 9Pin Femaile | Mini-Din 5Pin Male | 3000mm
- | GP CONNECTOR | C3M5P11-D9F0-W4*0 | 346.5 | D-Sub 9Pin Femaile | 4 Wire | 3000mm
- | GP CONNECTOR | C3M5P12-D9F0-D9M1 | 462 | D-Sub 9Pin Femaile | D-Sub 9Pin Femaile | 3000mm
- | GP CONNECTOR | C3M5P13-D9F0-T4Y0 | 346.5 | D-Sub 9Pin Femaile | 4Y Terminal | 3000mm
- | GP CONNECTOR | C3M5P03-D9M0-T4Y0 | 346.5 | D-Sub 9Pin Femaile | 4Y Terminal | 3000mm
- | GP CONNECTOR | C3M5P04-D9M0-T6Y0 | 385 | D-Sub 9Pin Femaile | 6Y Terminal | 3000mm
- | GP CONNECTOR | C3M5P14-D9F0-D9F0 | 462 | D-Sub 9Pin Femaile | D-Sub 9Pin Femaile | 3000mm
Артикул | Description | Model | Retail price, RUR | Connecting Device | Color
106010010 | D1ㅁㅁ Bracket | DAR(L)-R | 20.79 | W6 X H33 X L38.5mm | RED
106010020 | D1ㅁㅁ Bracket | DAR(L)-BL | 20.79 | W6 X H33 X L38.5mm | GREEN
106010030 | D1ㅁㅁ CONNECTOR | CT-10S | 83.16 | W7.5 X H42 X L18mm | BLACK
Артикул | Description | Model | Retail price, RUR | etc
199990080 | SOCKET | PG-08 | 71.379
199990090 | SOCKET | PG-11 | 99.792
199990060 | SOCKET | PS-08 | 97.02 | DIN Rail
199990070 | SOCKET | PS-11 | 130.284 | DIN Rail
Артикул | Description | Model | Retail price, RUR
- | CURRENT TRANSFORMER | CSTC-E80LN | 187.11
- | CURRENT TRANSFORMER | CSTC-E200LN | 284.13
Артикул | Description | Model | Retail price, RUR
110000030 | BRACKET-B | BYD BRACKET | 40.8375
110000070 | SLIT | BYD3M-ST | 228.69
110000080 | COVER | BPS | 16.335
110000180 | BRACKET B | BJ BRACKET B | 65.34

## 15.Button
AUTOSYS CONTROL SWITCHES PRICE LIST
* В колонке Menics указаны предыдущие названия моделей. При заказе выбирайте модели из колонки Autosys.
Артикул | Autosys | Menics | Retail price, RUR | SWITCHES | Dimension | Color | Contact | Power Suppy
- | S2PR-P1RA | MC2-PR-A | 112.266 | Non-Illuminated Push Button (Non-Flush) | ø22/25 | Red | A | 110VAC/10A 220VAC/5A
- | S2PR-P1BA | MC2-PB-A | 112.266 | Non-Illuminated Push Button (Non-Flush) | ø22/25 | Blue | A | 110VAC/10A 220VAC/5A
- | S2PR-P1GA | MC2-PG-A | 112.266 | Non-Illuminated Push Button (Non-Flush) | ø22/25 | Green | A | 110VAC/10A 220VAC/5A
- | S2PR-P1YA | MC2-PY-A | 112.266 | Non-Illuminated Push Button (Non-Flush) | ø22/25 | Yellow | A | 110VAC/10A 220VAC/5A
- | S2PR-P1KA | MC2-PK-A | 112.266 | Non-Illuminated Push Button (Non-Flush) | ø22/25 | Black | A | 110VAC/10A 220VAC/5A
- | S2PR-P1RB | MC2-PR-B | 112.266 | Non-Illuminated Push Button (Non-Flush) | ø22/25 | Red | B | 110VAC/10A 220VAC/5A
- | S2PR-P1BB | MC2-PB-B | 112.266 | Non-Illuminated Push Button (Non-Flush) | ø22/25 | Blue | B | 110VAC/10A 220VAC/5A
- | S2PR-P1GB | MC2-PG-B | 112.266 | Non-Illuminated Push Button (Non-Flush) | ø22/25 | Green | B | 110VAC/10A 220VAC/5A
- | S2PR-P1YB | MC2-P1Y-B | 112.266 | Non-Illuminated Push Button (Non-Flush) | ø22/25 | Yellow | B | 110VAC/10A 220VAC/5A
- | S2PR-P1KB | MC2-P1K-B | 112.266 | Non-Illuminated Push Button (Non-Flush) | ø22/25 | Black | B | 110VAC/10A 220VAC/5A
- | S2PR-P3RAD | MC2-LPR-AD | 218.295 | Illuminated Push Button (Non-Flush) | ø22/25 | Red | A | LED 12-30VDC/AC
- | S2PR-P3BAD | MC2-LPB-AD | 218.295 | Illuminated Push Button (Non-Flush) | ø22/25 | Blue | A | LED 12-30VDC/AC
- | S2PR-P3GAD | MC2-LPG-AD | 218.295 | Illuminated Push Button (Non-Flush) | ø22/25 | Green | A | LED 12-30VDC/AC
- | S2PR-P3YAD | MC2-LPY-AD | 218.295 | Illuminated Push Button (Non-Flush) | ø22/25 | Yellow | A | LED 12-30VDC/AC
- | S2PR-P3WAD | MC2-LPW-AD | 218.295 | Illuminated Push Button (Non-Flush) | ø22/25 | White | A | LED 12-30VDC/AC
- | S2PR-P3RBD | MC2-LPR-BD | 218.295 | Illuminated Push Button (Non-Flush) | ø22/25 | Red | B | LED 12-30VDC/AC
- | S2PR-P3BBD | MC2-LPR-BD | 218.295 | Illuminated Push Button (Non-Flush) | ø22/25 | Blue | B | LED 12-30VDC/AC
- | S2PR-P3GBD | MC2-LPR-BD | 218.295 | Illuminated Push Button (Non-Flush) | ø22/25 | Green | B | LED 12-30VDC/AC
- | S2PR-P3YBD | MC2-LPR-BD | 218.295 | Illuminated Push Button (Non-Flush) | ø22/25 | Yellow | B | LED 12-30VDC/AC
- | S2PR-P3WBD | MC2-LPR-BD | 218.295 | Illuminated Push Button (Non-Flush) | ø22/25 | White | B | LED 12-30VDC/AC
- | S2PR-P3RAL | MC2-LPR-AL | 230.769 | Illuminated Push Button (Non-Flush) | ø22/25 | Red | A | LED 100-220VAC
- | S2PR-P3BAL | MC2-LPB-AL | 230.769 | Illuminated Push Button (Non-Flush) | ø22/25 | Blue | A | LED 100-220VAC
- | S2PR-P3GAL | MC2-LPG-AL | 230.769 | Illuminated Push Button (Non-Flush) | ø22/25 | Green | A | LED 100-220VAC
- | S2PR-P3YAL | MC2-LPY-AL | 230.769 | Illuminated Push Button (Non-Flush) | ø22/25 | Yellow | A | LED 100-220VAC
- | S2PR-P3WAL | MC2-LPW-AL | 230.769 | Illuminated Push Button (Non-Flush) | ø22/25 | White | A | LED 100-220VAC
- | S2PR-P3RBL | MC2-LPR-BL | 230.769 | Illuminated Push Button (Non-Flush) | ø22/25 | Red | B | LED 100-220VAC
- | S2PR-P3BBL | MC2-LPB-BL | 230.769 | Illuminated Push Button (Non-Flush) | ø22/25 | Blue | B | LED 100-220VAC
- | S2PR-P3GBL | MC2-LPG-BL | 230.769 | Illuminated Push Button (Non-Flush) | ø22/25 | Green | B | LED 100-220VAC
- | S2PR-P3YBL | MC2-LPY-BL | 230.769 | Illuminated Push Button (Non-Flush) | ø22/25 | Yellow | B | LED 100-220VAC
- | S2PR-P3WBL | MC2-LPW-BL | 230.769 | Illuminated Push Button (Non-Flush) | ø22/25 | White | B | LED 100-220VAC
- | S2PR-P1R2A | - | 174.636 | Non-Illuminated Push Button (Non-Flush) | ø22/25 | Red | A2 | 110VAC/10A 220VAC/5A
- | S2PR-P1B2A | - | 174.636 | Non-Illuminated Push Button (Non-Flush) | ø22/25 | Blue | A2 | 110VAC/10A 220VAC/5A
- | S2PR-P1G2A | - | 174.636 | Non-Illuminated Push Button (Non-Flush) | ø22/25 | Green | A2 | 110VAC/10A 220VAC/5A
- | S2PR-P1Y2A | - | 174.636 | Non-Illuminated Push Button (Non-Flush) | ø22/25 | Yellow | A2 | 110VAC/10A 220VAC/5A
- | S2PR-P1K2A | - | 174.636 | Non-Illuminated Push Button (Non-Flush) | ø22/25 | Black | A2 | 110VAC/10A 220VAC/5A
- | S2PR-P1R2B | - | 174.636 | Non-Illuminated Push Button (Non-Flush) | ø22/25 | Red | B2 | 110VAC/10A 220VAC/5A
- | S2PR-P1B2B | - | 174.636 | Non-Illuminated Push Button (Non-Flush) | ø22/25 | Blue | B2 | 110VAC/10A 220VAC/5A
- | S2PR-P1G2B | - | 174.636 | Non-Illuminated Push Button (Non-Flush) | ø22/25 | Green | B2 | 110VAC/10A 220VAC/5A
- | S2PR-P1Y2B | - | 174.636 | Non-Illuminated Push Button (Non-Flush) | ø22/25 | Yellow | B2 | 110VAC/10A 220VAC/5A
- | S2PR-P1K2B | - | 174.636 | Non-Illuminated Push Button (Non-Flush) | ø22/25 | Black | B2 | 110VAC/10A 220VAC/5A
- | S2PR-P3R2AD | - | 280.665 | Illuminated Push Button (Non-Flush) | ø22/25 | Red | A2 | LED 12-30VDC
- | S2PR-P3B2AD | - | 280.665 | Illuminated Push Button (Non-Flush) | ø22/25 | Blue | A2 | LED 12-30VDC
- | S2PR-P3G2AD | - | 280.665 | Illuminated Push Button (Non-Flush) | ø22/25 | Green | A2 | LED 12-30VDC
- | S2PR-P3Y2AD | - | 280.665 | Illuminated Push Button (Non-Flush) | ø22/25 | Yellow | A2 | LED 12-30VDC
- | S2PR-P3W2AD | - | 280.665 | Illuminated Push Button (Non-Flush) | ø22/25 | White | A2 | LED 12-30VDC
- | S2PR-P3R2BD | - | 280.665 | Illuminated Push Button (Non-Flush) | ø22/25 | Red | B2 | LED 12-30VDC
- | S2PR-P3B2BD | - | 280.665 | Illuminated Push Button (Non-Flush) | ø22/25 | Blue | B2 | LED 12-30VDC
- | S2PR-P3G2BD | - | 280.665 | Illuminated Push Button (Non-Flush) | ø22/25 | Green | B2 | LED 12-30VDC
- | S2PR-P3Y2BD | - | 280.665 | Illuminated Push Button (Non-Flush) | ø22/25 | Yellow | B2 | LED 12-30VDC
- | S2PR-P3W2BD | - | 280.665 | Illuminated Push Button (Non-Flush) | ø22/25 | White | B2 | LED 12-30VDC
- | S2PR-P3R2AL | - | 293.139 | Illuminated Push Button (Non-Flush) | ø22/25 | Red | A2 | LED 100-220VAC
- | S2PR-P3B2AL | - | 293.139 | Illuminated Push Button (Non-Flush) | ø22/25 | Blue | A2 | LED 100-220VAC
- | S2PR-P3G2AL | - | 293.139 | Illuminated Push Button (Non-Flush) | ø22/25 | Green | A2 | LED 100-220VAC
- | S2PR-P3Y2AL | - | 293.139 | Illuminated Push Button (Non-Flush) | ø22/25 | Yellow | A2 | LED 100-220VAC
- | S2PR-P3W2AL | - | 293.139 | Illuminated Push Button (Non-Flush) | ø22/25 | White | A2 | LED 100-220VAC
- | S2PR-P3R2BL | - | 293.139 | Illuminated Push Button (Non-Flush) | ø22/25 | Red | B2 | LED 100-220VAC
- | S2PR-P3B2BL | - | 293.139 | Illuminated Push Button (Non-Flush) | ø22/25 | Blue | B2 | LED 100-220VAC
- | S2PR-P3G2BL | - | 293.139 | Illuminated Push Button (Non-Flush) | ø22/25 | Green | B2 | LED 100-220VAC
- | S2PR-P3Y2BL | - | 293.139 | Illuminated Push Button (Non-Flush) | ø22/25 | Yellow | B2 | LED 100-220VAC
- | S2PR-P3W2BL | - | 293.139 | Illuminated Push Button (Non-Flush) | ø22/25 | White | B2 | LED 100-220VAC
- | S2PR-P1R3A | - | 237.006 | Non-Illuminated Push Button (Non-Flush) | ø22/25 | Red | A3 | 110VAC/10A 220VAC/5A
- | S2PR-P1B3A | - | 237.006 | Non-Illuminated Push Button (Non-Flush) | ø22/25 | Blue | A3 | 110VAC/10A 220VAC/5A
- | S2PR-P1G3A | - | 237.006 | Non-Illuminated Push Button (Non-Flush) | ø22/25 | Green | A3 | 110VAC/10A 220VAC/5A
- | S2PR-P1Y3A | - | 237.006 | Non-Illuminated Push Button (Non-Flush) | ø22/25 | Yellow | A3 | 110VAC/10A 220VAC/5A
- | S2PR-P1K3A | - | 237.006 | Non-Illuminated Push Button (Non-Flush) | ø22/25 | Black | A3 | 110VAC/10A 220VAC/5A
- | S2PR-P1R3B | - | 237.006 | Non-Illuminated Push Button (Non-Flush) | ø22/25 | Red | B3 | 110VAC/10A 220VAC/5A
- | S2PR-P1B3B | - | 237.006 | Non-Illuminated Push Button (Non-Flush) | ø22/25 | Blue | B3 | 110VAC/10A 220VAC/5A
- | S2PR-P1G3B | - | 237.006 | Non-Illuminated Push Button (Non-Flush) | ø22/25 | Green | B3 | 110VAC/10A 220VAC/5A
- | S2PR-P1Y3B | - | 237.006 | Non-Illuminated Push Button (Non-Flush) | ø22/25 | Yellow | B3 | 110VAC/10A 220VAC/5A
- | S2PR-P1K3B | - | 237.006 | Non-Illuminated Push Button (Non-Flush) | ø22/25 | Black | B3 | 110VAC/10A 220VAC/5A
- | S2PR-P1RAB | - | 174.636 | Non-Illuminated Push Button (Non-Flush) | ø22/25 | Red | A1 B1 | 110VAC/10A 220VAC/5A
- | S2PR-P1BAB | - | 174.636 | Non-Illuminated Push Button (Non-Flush) | ø22/25 | Blue | A1 B1 | 110VAC/10A 220VAC/5A
- | S2PR-P1GAB | - | 174.636 | Non-Illuminated Push Button (Non-Flush) | ø22/25 | Green | A1 B1 | 110VAC/10A 220VAC/5A
- | S2PR-P1YAB | - | 174.636 | Non-Illuminated Push Button (Non-Flush) | ø22/25 | Yellow | A1 B1 | 110VAC/10A 220VAC/5A
- | S2PR-P1KAB | - | 174.636 | Non-Illuminated Push Button (Non-Flush) | ø22/25 | Black | A1 B1 | 110VAC/10A 220VAC/5A
- | S2PR-P1RA2B | - | 237.006 | Non-Illuminated Push Button (Non-Flush) | ø22/25 | Red | A1 B2 | 110VAC/10A 220VAC/5A
- | S2PR-P1BA2B | - | 237.006 | Non-Illuminated Push Button (Non-Flush) | ø22/25 | Blue | A1 B2 | 110VAC/10A 220VAC/5A
- | S2PR-P1GA2B | - | 237.006 | Non-Illuminated Push Button (Non-Flush) | ø22/25 | Green | A1 B2 | 110VAC/10A 220VAC/5A
- | S2PR-P1YA2B | - | 237.006 | Non-Illuminated Push Button (Non-Flush) | ø22/25 | Yellow | A1 B2 | 110VAC/10A 220VAC/5A
- | S2PR-P1KA2B | - | 237.006 | Non-Illuminated Push Button (Non-Flush) | ø22/25 | Black | A1 B2 | 110VAC/10A 220VAC/5A
- | S2PR-P1R2AB | - | 237.006 | Non-Illuminated Push Button (Non-Flush) | ø22/25 | Red | A2 B1 | 110VAC/10A 220VAC/5A
- | S2PR-P1B2AB | - | 237.006 | Non-Illuminated Push Button (Non-Flush) | ø22/25 | Blue | A2 B1 | 110VAC/10A 220VAC/5A
- | S2PR-P1G2AB | - | 237.006 | Non-Illuminated Push Button (Non-Flush) | ø22/25 | Green | A2 B1 | 110VAC/10A 220VAC/5A
- | S2PR-P1Y2AB | - | 237.006 | Non-Illuminated Push Button (Non-Flush) | ø22/25 | Yellow | A2 B1 | 110VAC/10A 220VAC/5A
- | S2PR-P1K2AB | - | 237.006 | Non-Illuminated Push Button (Non-Flush) | ø22/25 | Black | A2 B1 | 110VAC/10A 220VAC/5A
- | S2PR-P3RABD | - | 280.665 | Illuminated Push Button (Non-Flush) | ø22/25 | Red | A1 B1 | LED 12-30VDC
- | S2PR-P3BABD | - | 280.665 | Illuminated Push Button (Non-Flush) | ø22/25 | Blue | A1 B1 | LED 12-30VDC
- | S2PR-P3GABD | - | 280.665 | Illuminated Push Button (Non-Flush) | ø22/25 | Green | A1 B1 | LED 12-30VDC
- | S2PR-P3YABD | - | 280.665 | Illuminated Push Button (Non-Flush) | ø22/25 | Yellow | A1 B1 | LED 12-30VDC
- | S2PR-P3WABD | - | 280.665 | Illuminated Push Button (Non-Flush) | ø22/25 | White | A1 B1 | LED 12-30VDC
- | S2PR-P3RABL | - | 293.139 | Illuminated Push Button (Non-Flush) | ø22/25 | Red | A1 B1 | LED 100-220VAC
- | S2PR-P3BABL | - | 293.139 | Illuminated Push Button (Non-Flush) | ø22/25 | Blue | A1 B1 | LED 100-220VAC
- | S2PR-P3GABL | - | 293.139 | Illuminated Push Button (Non-Flush) | ø22/25 | Green | A1 B1 | LED 100-220VAC
- | S2PR-P3YABL | - | 293.139 | Illuminated Push Button (Non-Flush) | ø22/25 | Yellow | A1 B1 | LED 100-220VAC
- | S2PR-P3WABL | - | 293.139 | Illuminated Push Button (Non-Flush) | ø22/25 | White | A1 B1 | LED 100-220VAC
Артикул | Autosys | Menics | Retail price, RUR | SWITCHES | Dimension | Color | Contact | Power Suppy
- | S3PR-P1RA | - | 155.925 | Non-Illuminated Push Button (Non-Flush) | ø30 | Red | A | 110VAC/10A 220VAC/5A
- | S3PR-P1BA | - | 155.925 | Non-Illuminated Push Button (Non-Flush) | ø30 | Blue | A | 110VAC/10A 220VAC/5A
- | S3PR-P1GA | - | 155.925 | Non-Illuminated Push Button (Non-Flush) | ø30 | Green | A | 110VAC/10A 220VAC/5A
- | S3PR-P1YA | - | 155.925 | Non-Illuminated Push Button (Non-Flush) | ø30 | Yellow | A | 110VAC/10A 220VAC/5A
- | S3PR-P1KA | - | 155.925 | Non-Illuminated Push Button (Non-Flush) | ø30 | Black | A | 110VAC/10A 220VAC/5A
- | S3PR-P1RB | - | 155.925 | Non-Illuminated Push Button (Non-Flush) | ø30 | Red | B | 110VAC/10A 220VAC/5A
- | S3PR-P1BB | - | 155.925 | Non-Illuminated Push Button (Non-Flush) | ø30 | Blue | B | 110VAC/10A 220VAC/5A
- | S3PR-P1GB | - | 155.925 | Non-Illuminated Push Button (Non-Flush) | ø30 | Green | B | 110VAC/10A 220VAC/5A
- | S3PR-P1YB | - | 155.925 | Non-Illuminated Push Button (Non-Flush) | ø30 | Yellow | B | 110VAC/10A 220VAC/5A
- | S3PR-P1KB | - | 155.925 | Non-Illuminated Push Button (Non-Flush) | ø30 | Black | B | 110VAC/10A 220VAC/5A
- | S3PR-P1R2A | - | 218.295 | Non-Illuminated Push Button (Non-Flush) | ø30 | Red | A2 | 110VAC/10A 220VAC/5A
- | S3PR-P1B2A | - | 218.295 | Non-Illuminated Push Button (Non-Flush) | ø30 | Blue | A2 | 110VAC/10A 220VAC/5A
- | S3PR-P1G2A | - | 218.295 | Non-Illuminated Push Button (Non-Flush) | ø30 | Green | A2 | 110VAC/10A 220VAC/5A
- | S3PR-P1Y2A | - | 218.295 | Non-Illuminated Push Button (Non-Flush) | ø30 | Yellow | A2 | 110VAC/10A 220VAC/5A
- | S3PR-P1K2A | - | 218.295 | Non-Illuminated Push Button (Non-Flush) | ø30 | Black | A2 | 110VAC/10A 220VAC/5A
- | S3PR-P1R2B | - | 218.295 | Non-Illuminated Push Button (Non-Flush) | ø30 | Red | B2 | 110VAC/10A 220VAC/5A
- | S3PR-P1B2B | - | 218.295 | Non-Illuminated Push Button (Non-Flush) | ø30 | Blue | B2 | 110VAC/10A 220VAC/5A
- | S3PR-P1G2B | - | 218.295 | Non-Illuminated Push Button (Non-Flush) | ø30 | Green | B2 | 110VAC/10A 220VAC/5A
- | S3PR-P1Y2B | - | 218.295 | Non-Illuminated Push Button (Non-Flush) | ø30 | Yellow | B2 | 110VAC/10A 220VAC/5A
- | S3PR-P1K2B | - | 218.295 | Non-Illuminated Push Button (Non-Flush) | ø30 | Black | B2 | 110VAC/10A 220VAC/5A
- | S3PR-P1R3A | - | 280.665 | Non-Illuminated Push Button (Non-Flush) | ø30 | Red | A3 | 110VAC/10A 220VAC/5A
- | S3PR-P1B3A | - | 280.665 | Non-Illuminated Push Button (Non-Flush) | ø30 | Blue | A3 | 110VAC/10A 220VAC/5A
- | S3PR-P1G3A | - | 280.665 | Non-Illuminated Push Button (Non-Flush) | ø30 | Green | A3 | 110VAC/10A 220VAC/5A
- | S3PR-P1Y3A | - | 280.665 | Non-Illuminated Push Button (Non-Flush) | ø30 | Yellow | A3 | 110VAC/10A 220VAC/5A
- | S3PR-P1K3A | - | 280.665 | Non-Illuminated Push Button (Non-Flush) | ø30 | Black | A3 | 110VAC/10A 220VAC/5A
- | S3PR-P1R3B | - | 280.665 | Non-Illuminated Push Button (Non-Flush) | ø30 | Red | B3 | 110VAC/10A 220VAC/5A
- | S3PR-P1B3B | - | 280.665 | Non-Illuminated Push Button (Non-Flush) | ø30 | Blue | B3 | 110VAC/10A 220VAC/5A
- | S3PR-P1G3B | - | 280.665 | Non-Illuminated Push Button (Non-Flush) | ø30 | Green | B3 | 110VAC/10A 220VAC/5A
- | S3PR-P1Y3B | - | 280.665 | Non-Illuminated Push Button (Non-Flush) | ø30 | Yellow | B3 | 110VAC/10A 220VAC/5A
- | S3PR-P1K3B | - | 280.665 | Non-Illuminated Push Button (Non-Flush) | ø30 | Black | B3 | 110VAC/10A 220VAC/5A
- | S3PR-P1RAB | - | 218.295 | Non-Illuminated Push Button (Non-Flush) | ø30 | Red | A1 B1 | 110VAC/10A 220VAC/5A
- | S3PR-P1BAB | - | 218.295 | Non-Illuminated Push Button (Non-Flush) | ø30 | Blue | A1 B1 | 110VAC/10A 220VAC/5A
- | S3PR-P1GAB | - | 218.295 | Non-Illuminated Push Button (Non-Flush) | ø30 | Green | A1 B1 | 110VAC/10A 220VAC/5A
- | S3PR-P1YAB | - | 218.295 | Non-Illuminated Push Button (Non-Flush) | ø30 | Yellow | A1 B1 | 110VAC/10A 220VAC/5A
- | S3PR-P1KAB | - | 218.295 | Non-Illuminated Push Button (Non-Flush) | ø30 | Black | A1 B1 | 110VAC/10A 220VAC/5A
- | S3PR-P1R2AB | - | 280.665 | Non-Illuminated Push Button (Non-Flush) | ø30 | Red | A2 B1 | 110VAC/10A 220VAC/5A
- | S3PR-P1B2AB | - | 280.665 | Non-Illuminated Push Button (Non-Flush) | ø30 | Blue | A2 B1 | 110VAC/10A 220VAC/5A
- | S3PR-P1G2AB | - | 280.665 | Non-Illuminated Push Button (Non-Flush) | ø30 | Green | A2 B1 | 110VAC/10A 220VAC/5A
- | S3PR-P1Y2AB | - | 280.665 | Non-Illuminated Push Button (Non-Flush) | ø30 | Yellow | A2 B1 | 110VAC/10A 220VAC/5A
- | S3PR-P1K2AB | - | 280.665 | Non-Illuminated Push Button (Non-Flush) | ø30 | Black | A2 B1 | 110VAC/10A 220VAC/5A
- | S3PR-P1RA2B | - | 280.665 | Non-Illuminated Push Button (Non-Flush) | ø30 | Red | A1 B2 | 110VAC/10A 220VAC/5A
- | S3PR-P1BA2B | - | 280.665 | Non-Illuminated Push Button (Non-Flush) | ø30 | Blue | A1 B2 | 110VAC/10A 220VAC/5A
- | S3PR-P1GA2B | - | 280.665 | Non-Illuminated Push Button (Non-Flush) | ø30 | Green | A1 B2 | 110VAC/10A 220VAC/5A
- | S3PR-P1YA2B | - | 280.665 | Non-Illuminated Push Button (Non-Flush) | ø30 | Yellow | A1 B2 | 110VAC/10A 220VAC/5A
- | S3PR-P1KA2B | - | 280.665 | Non-Illuminated Push Button (Non-Flush) | ø30 | Black | A1 B2 | 110VAC/10A 220VAC/5A
Артикул | Autosys | Menics | Retail price, RUR | SWITCHES | Dimension | Color | Contact | Power Suppy
- | S3PF-P1RA | - | 187.11 | Non-Illuminated Push Button (Flush) | ø30 | Red | A | 110VAC/10A 220VAC/5A
- | S3PF-P1BA | - | 187.11 | Non-Illuminated Push Button (Flush) | ø30 | Blue | A | 110VAC/10A 220VAC/5A
- | S3PF-P1GA | - | 187.11 | Non-Illuminated Push Button (Flush) | ø30 | Green | A | 110VAC/10A 220VAC/5A
- | S3PF-P1YA | - | 187.11 | Non-Illuminated Push Button (Flush) | ø30 | Yellow | A | 110VAC/10A 220VAC/5A
- | S3PF-P1KA | - | 187.11 | Non-Illuminated Push Button (Flush) | ø30 | Black | A | 110VAC/10A 220VAC/5A
- | S3PF-P1RB | - | 187.11 | Non-Illuminated Push Button (Flush) | ø30 | Red | B | 110VAC/10A 220VAC/5A
- | S3PF-P1BB | - | 187.11 | Non-Illuminated Push Button (Flush) | ø30 | Blue | B | 110VAC/10A 220VAC/5A
- | S3PF-P1GB | - | 187.11 | Non-Illuminated Push Button (Flush) | ø30 | Green | B | 110VAC/10A 220VAC/5A
- | S3PF-P1YB | - | 187.11 | Non-Illuminated Push Button (Flush) | ø30 | Yellow | B | 110VAC/10A 220VAC/5A
- | S3PF-P1KB | - | 187.11 | Non-Illuminated Push Button (Flush) | ø30 | Black | B | 110VAC/10A 220VAC/5A
- | S3PF-P1R2A | - | 249.48 | Non-Illuminated Push Button (Flush) | ø30 | Red | A2 | 110VAC/10A 220VAC/5A
- | S3PF-P1B2A | - | 249.48 | Non-Illuminated Push Button (Flush) | ø30 | Blue | A2 | 110VAC/10A 220VAC/5A
- | S3PF-P1G2A | - | 249.48 | Non-Illuminated Push Button (Flush) | ø30 | Green | A2 | 110VAC/10A 220VAC/5A
- | S3PF-P1Y2A | - | 249.48 | Non-Illuminated Push Button (Flush) | ø30 | Yellow | A2 | 110VAC/10A 220VAC/5A
- | S3PF-P1K2A | - | 249.48 | Non-Illuminated Push Button (Flush) | ø30 | Black | A2 | 110VAC/10A 220VAC/5A
- | S3PF-P1R2B | - | 249.48 | Non-Illuminated Push Button (Flush) | ø30 | Red | B2 | 110VAC/10A 220VAC/5A
- | S3PF-P1B2B | - | 249.48 | Non-Illuminated Push Button (Flush) | ø30 | Blue | B2 | 110VAC/10A 220VAC/5A
- | S3PF-P1G2B | - | 249.48 | Non-Illuminated Push Button (Flush) | ø30 | Green | B2 | 110VAC/10A 220VAC/5A
- | S3PF-P1Y2B | - | 249.48 | Non-Illuminated Push Button (Flush) | ø30 | Yellow | B2 | 110VAC/10A 220VAC/5A
- | S3PF-P1K2B | - | 249.48 | Non-Illuminated Push Button (Flush) | ø30 | Black | B2 | 110VAC/10A 220VAC/5A
- | S3PF-P1R3A | - | 311.85 | Non-Illuminated Push Button (Flush) | ø30 | Red | A3 | 110VAC/10A 220VAC/5A
- | S3PF-P1B3A | - | 311.85 | Non-Illuminated Push Button (Flush) | ø30 | Blue | A3 | 110VAC/10A 220VAC/5A
- | S3PF-P1G3A | - | 311.85 | Non-Illuminated Push Button (Flush) | ø30 | Green | A3 | 110VAC/10A 220VAC/5A
- | S3PF-P1Y3A | - | 311.85 | Non-Illuminated Push Button (Flush) | ø30 | Yellow | A3 | 110VAC/10A 220VAC/5A
- | S3PF-P1K3A | - | 311.85 | Non-Illuminated Push Button (Flush) | ø30 | Black | A3 | 110VAC/10A 220VAC/5A
- | S3PF-P1R3B | - | 311.85 | Non-Illuminated Push Button (Flush) | ø30 | Red | B3 | 110VAC/10A 220VAC/5A
- | S3PF-P1B3B | - | 311.85 | Non-Illuminated Push Button (Flush) | ø30 | Blue | B3 | 110VAC/10A 220VAC/5A
- | S3PF-P1G3B | - | 311.85 | Non-Illuminated Push Button (Flush) | ø30 | Green | B3 | 110VAC/10A 220VAC/5A
- | S3PF-P1Y3B | - | 311.85 | Non-Illuminated Push Button (Flush) | ø30 | Yellow | B3 | 110VAC/10A 220VAC/5A
- | S3PF-P1K3B | - | 311.85 | Non-Illuminated Push Button (Flush) | ø30 | Black | B3 | 110VAC/10A 220VAC/5A
- | S3PF-P1RAB | - | 249.48 | Non-Illuminated Push Button (Flush) | ø30 | Red | A1 B1 | 110VAC/10A 220VAC/5A
- | S3PF-P1BAB | - | 249.48 | Non-Illuminated Push Button (Flush) | ø30 | Blue | A1 B1 | 110VAC/10A 220VAC/5A
- | S3PF-P1GAB | - | 249.48 | Non-Illuminated Push Button (Flush) | ø30 | Green | A1 B1 | 110VAC/10A 220VAC/5A
- | S3PF-P1YAB | - | 249.48 | Non-Illuminated Push Button (Flush) | ø30 | Yellow | A1 B1 | 110VAC/10A 220VAC/5A
- | S3PF-P1KAB | - | 249.48 | Non-Illuminated Push Button (Flush) | ø30 | Black | A1 B1 | 110VAC/10A 220VAC/5A
- | S3PF-P1R2AB | - | 311.85 | Non-Illuminated Push Button (Flush) | ø30 | Red | A2 B1 | 110VAC/10A 220VAC/5A
- | S3PF-P1B2AB | - | 311.85 | Non-Illuminated Push Button (Flush) | ø30 | Blue | A2 B1 | 110VAC/10A 220VAC/5A
- | S3PF-P1G2AB | - | 311.85 | Non-Illuminated Push Button (Flush) | ø30 | Green | A2 B1 | 110VAC/10A 220VAC/5A
- | S3PF-P1Y2AB | - | 311.85 | Non-Illuminated Push Button (Flush) | ø30 | Yellow | A2 B1 | 110VAC/10A 220VAC/5A
- | S3PF-P1K2AB | - | 311.85 | Non-Illuminated Push Button (Flush) | ø30 | Black | A2 B1 | 110VAC/10A 220VAC/5A
- | S3PF-P1RA2B | - | 311.85 | Non-Illuminated Push Button (Flush) | ø30 | Red | A1 B2 | 110VAC/10A 220VAC/5A
- | S3PF-P1BA2B | - | 311.85 | Non-Illuminated Push Button (Flush) | ø30 | Blue | A1 B2 | 110VAC/10A 220VAC/5A
- | S3PF-P1GA2B | - | 311.85 | Non-Illuminated Push Button (Flush) | ø30 | Green | A1 B2 | 110VAC/10A 220VAC/5A
- | S3PF-P1YA2B | - | 311.85 | Non-Illuminated Push Button (Flush) | ø30 | Yellow | A1 B2 | 110VAC/10A 220VAC/5A
- | S3PF-P1KA2B | - | 311.85 | Non-Illuminated Push Button (Flush) | ø30 | Black | A1 B2 | 110VAC/10A 220VAC/5A
- | S3PF-P3RAD | - | 249.48 | Illuminated Push Button (Flush) | ø30 | Red | A | LED 12-30VDC
- | S3PF-P3BAD | - | 249.48 | Illuminated Push Button (Flush) | ø30 | Blue | A | LED 12-30VDC
- | S3PF-P3GAD | - | 249.48 | Illuminated Push Button (Flush) | ø30 | Green | A | LED 12-30VDC
- | S3PF-P3YAD | - | 249.48 | Illuminated Push Button (Flush) | ø30 | Yellow | A | LED 12-30VDC
- | S3PF-P3WAD | - | 249.48 | Illuminated Push Button (Flush) | ø30 | White | A | LED 12-30VDC
- | S3PF-P3RBD | - | 249.48 | Illuminated Push Button (Flush) | ø30 | Red | B | LED 12-30VDC
- | S3PF-P3BBD | - | 249.48 | Illuminated Push Button (Flush) | ø30 | Blue | B | LED 12-30VDC
- | S3PF-P3GBD | - | 249.48 | Illuminated Push Button (Flush) | ø30 | Green | B | LED 12-30VDC
- | S3PF-P3YBD | - | 249.48 | Illuminated Push Button (Flush) | ø30 | Yellow | B | LED 12-30VDC
- | S3PF-P3WBD | - | 249.48 | Illuminated Push Button (Flush) | ø30 | White | B | LED 12-30VDC
- | S3PF-P3R2AD | - | 311.85 | Illuminated Push Button (Flush) | ø30 | Red | A2 | LED 12-30VDC
- | S3PF-P3B2AD | - | 311.85 | Illuminated Push Button (Flush) | ø30 | Blue | A2 | LED 12-30VDC
- | S3PF-P3G2AD | - | 311.85 | Illuminated Push Button (Flush) | ø30 | Green | A2 | LED 12-30VDC
- | S3PF-P3Y2AD | - | 311.85 | Illuminated Push Button (Flush) | ø30 | Yellow | A2 | LED 12-30VDC
- | S3PF-P3W2AD | - | 311.85 | Illuminated Push Button (Flush) | ø30 | White | A2 | LED 12-30VDC
- | S3PF-P3R2BD | - | 311.85 | Illuminated Push Button (Flush) | ø30 | Red | B2 | LED 12-30VDC
- | S3PF-P3B2BD | - | 311.85 | Illuminated Push Button (Flush) | ø30 | Blue | B2 | LED 12-30VDC
- | S3PF-P3G2BD | - | 311.85 | Illuminated Push Button (Flush) | ø30 | Green | B2 | LED 12-30VDC
- | S3PF-P3Y2BD | - | 311.85 | Illuminated Push Button (Flush) | ø30 | Yellow | B2 | LED 12-30VDC
- | S3PF-P3W2BD | - | 311.85 | Illuminated Push Button (Flush) | ø30 | White | B2 | LED 12-30VDC
- | S3PF-P3RABD | - | 311.85 | Illuminated Push Button (Flush) | ø30 | Red | A1 B1 | LED 12-30VDC
- | S3PF-P3BABD | - | 311.85 | Illuminated Push Button (Flush) | ø30 | Blue | A1 B1 | LED 12-30VDC
- | S3PF-P3GABD | - | 311.85 | Illuminated Push Button (Flush) | ø30 | Green | A1 B1 | LED 12-30VDC
- | S3PF-P3YABD | - | 311.85 | Illuminated Push Button (Flush) | ø30 | Yellow | A1 B1 | LED 12-30VDC
- | S3PF-P3WABD | - | 311.85 | Illuminated Push Button (Flush) | ø30 | White | A1 B1 | LED 12-30VDC
- | S3PF-P3RAL | - | 261.954 | Illuminated Push Button (Flush) | ø30 | Red | A | LED 100-220VAC
- | S3PF-P3BAL | - | 261.954 | Illuminated Push Button (Flush) | ø30 | Blue | A | LED 100-220VAC
- | S3PF-P3GAL | - | 261.954 | Illuminated Push Button (Flush) | ø30 | Green | A | LED 100-220VAC
- | S3PF-P3YAL | - | 261.954 | Illuminated Push Button (Flush) | ø30 | Yellow | A | LED 100-220VAC
- | S3PF-P3WAL | - | 261.954 | Illuminated Push Button (Flush) | ø30 | White | A | LED 100-220VAC
- | S3PF-P3RBL | - | 261.954 | Illuminated Push Button (Flush) | ø30 | Red | B | LED 100-220VAC
- | S3PF-P3BBL | - | 261.954 | Illuminated Push Button (Flush) | ø30 | Blue | B | LED 100-220VAC
- | S3PF-P3GBL | - | 261.954 | Illuminated Push Button (Flush) | ø30 | Green | B | LED 100-220VAC
- | S3PF-P3YBL | - | 261.954 | Illuminated Push Button (Flush) | ø30 | Yellow | B | LED 100-220VAC
- | S3PF-P3WBL | - | 261.954 | Illuminated Push Button (Flush) | ø30 | White | B | LED 100-220VAC
- | S3PF-P3R2AL | - | 324.324 | Illuminated Push Button (Flush) | ø30 | Red | A2 | LED 100-220VAC
- | S3PF-P3B2AL | - | 324.324 | Illuminated Push Button (Flush) | ø30 | Blue | A2 | LED 100-220VAC
- | S3PF-P3G2AL | - | 324.324 | Illuminated Push Button (Flush) | ø30 | Green | A2 | LED 100-220VAC
- | S3PF-P3Y2AL | - | 324.324 | Illuminated Push Button (Flush) | ø30 | Yellow | A2 | LED 100-220VAC
- | S3PF-P3W2AL | - | 324.324 | Illuminated Push Button (Flush) | ø30 | White | A2 | LED 100-220VAC
- | S3PF-P3R2BL | - | 324.324 | Illuminated Push Button (Flush) | ø30 | Red | B2 | LED 100-220VAC
- | S3PF-P3B2BL | - | 324.324 | Illuminated Push Button (Flush) | ø30 | Blue | B2 | LED 100-220VAC
- | S3PF-P3G2BL | - | 324.324 | Illuminated Push Button (Flush) | ø30 | Green | B2 | LED 100-220VAC
- | S3PF-P3Y2BL | - | 324.324 | Illuminated Push Button (Flush) | ø30 | Yellow | B2 | LED 100-220VAC
- | S3PF-P3W2BL | - | 324.324 | Illuminated Push Button (Flush) | ø30 | White | B2 | LED 100-220VAC
- | S3PF-P3RABL | - | 324.324 | Illuminated Push Button (Flush) | ø30 | Red | A1 B1 | LED 100-220VAC
- | S3PF-P3BABL | - | 324.324 | Illuminated Push Button (Flush) | ø30 | Blue | A1 B1 | LED 100-220VAC
- | S3PF-P3GABL | - | 324.324 | Illuminated Push Button (Flush) | ø30 | Green | A1 B1 | LED 100-220VAC
- | S3PF-P3YABL | - | 324.324 | Illuminated Push Button (Flush) | ø30 | Yellow | A1 B1 | LED 100-220VAC
- | S3PF-P3WABL | - | 324.324 | Illuminated Push Button (Flush) | ø30 | White | A1 B1 | LED 100-220VAC
Артикул | Autosys | Menics | Retail price, RUR | SWITCHES | Dimension | Color | Contact | Power Suppy
- | S2SR-S3RA | MC2-SSR(2)-A | 143.451 | 2 Positions maintained (Short lever) | ø22/25 | Red | A | 110VAC/10A 220VAC/5A
- | S2SR-S3WA | MC2-SSW(2)-A | 143.451 | 2 Positions maintained (Short lever) | ø22/25 | White | A | 110VAC/10A 220VAC/5A
- | S2SR-S3RB | MC2-SSR(2)-B | 143.451 | 2 Positions maintained (Short lever) | ø22/25 | Red | B | 110VAC/10A 220VAC/5A
- | S2SR-S3WB | MC2-SSW(2)-B | 143.451 | 2 Positions maintained (Short lever) | ø22/25 | White | B | 110VAC/10A 220VAC/5A
- | S2SR-S3R2A | - | 205.821 | 2 Positions maintained (Short lever) | ø22/25 | Red | A2 | 110VAC/10A 220VAC/5A
- | S2SR-S3W2A | - | 205.821 | 2 Positions maintained (Short lever) | ø22/25 | White | A2 | 110VAC/10A 220VAC/5A
- | S2SR-S3R2B | - | 205.821 | 2 Positions maintained (Short lever) | ø22/25 | Red | B2 | 110VAC/10A 220VAC/5A
- | S2SR-S3W2B | - | 205.821 | 2 Positions maintained (Short lever) | ø22/25 | White | B2 | 110VAC/10A 220VAC/5A
- | S2SR-S3RAB | - | 205.821 | 2 Positions maintained (Short lever) | ø22/25 | Red | A1 B1 | 110VAC/10A 220VAC/5A
- | S2SR-S3WAB | - | 205.821 | 2 Positions maintained (Short lever) | ø22/25 | White | A1 B1 | 110VAC/10A 220VAC/5A
- | S2SR-S4RA | MC2-SLR(2)-A | 143.451 | 2 Positions maintained (Long lever) | ø22/25 | Red | A | 110VAC/10A 220VAC/5A
- | S2SR-S4WA | MC2-SLW(2)-A | 143.451 | 2 Positions maintained (Long lever) | ø22/25 | White | A | 110VAC/10A 220VAC/5A
- | S2SR-S4RB | MC2-SLR(2)-B | 143.451 | 2 Positions maintained (Long lever) | ø22/25 | Red | B | 110VAC/10A 220VAC/5A
- | S2SR-S4WB | MC2-SLW(2)-B | 143.451 | 2 Positions maintained (Long lever) | ø22/25 | White | B | 110VAC/10A 220VAC/5A
- | S2SR-S4R2A | - | 205.821 | 2 Positions maintained (Long lever) | ø22/25 | Red | A2 | 110VAC/10A 220VAC/5A
- | S2SR-S4W2A | - | 205.821 | 2 Positions maintained (Long lever) | ø22/25 | White | A2 | 110VAC/10A 220VAC/5A
- | S2SR-S4R2B | - | 205.821 | 2 Positions maintained (Long lever) | ø22/25 | Red | B2 | 110VAC/10A 220VAC/5A
- | S2SR-S4W2B | - | 205.821 | 2 Positions maintained (Long lever) | ø22/25 | White | B2 | 110VAC/10A 220VAC/5A
- | S2SR-S4RAB | - | 205.821 | 2 Positions maintained (Long lever) | ø22/25 | Red | A1 B1 | 110VAC/10A 220VAC/5A
- | S2SR-S4WAB | - | 205.821 | 2 Positions maintained (Long lever) | ø22/25 | White | A1 B1 | 110VAC/10A 220VAC/5A
- | S2SR-S5R2A | MC2-SSR(3M)-AA | 199.584 | 3 Positions Both auto spring return (Short lever) | ø22/25 | Red | A2 | 110VAC/10A 220VAC/5A
- | S2SR-S5W2A | MC2-SSW(3M)-AA | 199.584 | 3 Positions Both auto spring return (Short lever) | ø22/25 | White | A2 | 110VAC/10A 220VAC/5A
- | S2SR-S5R2B | MC2-SSR(3M)-BB | 199.584 | 3 Positions Both auto spring return (Short lever) | ø22/25 | Red | B2 | 110VAC/10A 220VAC/5A
- | S2SR-S5W2B | MC2-SSW(3M)-BB | 199.584 | 3 Positions Both auto spring return (Short lever) | ø22/25 | White | B2 | 110VAC/10A 220VAC/5A
- | S2SR-S5RAB | MC2-SSR(3M)-AB | 199.584 | 3 Positions Both auto spring return (Short lever) | ø22/25 | Red | A1 B1 | 110VAC/10A 220VAC/5A
- | S2SR-S5WAB | MC2-SSW(3M)-AB | 199.584 | 3 Positions Both auto spring return (Short lever) | ø22/25 | White | A1 B1 | 110VAC/10A 220VAC/5A
- | S2SR-S6R2A | MC2-SLR(3M)-AA | 199.584 | 3 Positions Both auto spring return (Long lever) | ø22/25 | Red | A2 | 110VAC/10A 220VAC/5A
- | S2SR-S6W2A | MC2-SLW(3M)-AA | 199.584 | 3 Positions Both auto spring return (Long lever) | ø22/25 | White | A2 | 110VAC/10A 220VAC/5A
- | S2SR-S6R2B | MC2-SLR(3M)-BB | 199.584 | 3 Positions Both auto spring return (Long lever) | ø22/25 | Red | B2 | 110VAC/10A 220VAC/5A
- | S2SR-S6W2B | MC2-SLW(3M)-BB | 199.584 | 3 Positions Both auto spring return (Long lever) | ø22/25 | White | B2 | 110VAC/10A 220VAC/5A
- | S2SR-S6RAB | MC2-SLR(3M)-AB | 199.584 | 3 Positions Both auto spring return (Long lever) | ø22/25 | Red | A1 B1 | 110VAC/10A 220VAC/5A
- | S2SR-S6WAB | MC2-SLW(3M)-AB | 199.584 | 3 Positions Both auto spring return (Long lever) | ø22/25 | White | A1 B1 | 110VAC/10A 220VAC/5A
- | S2SR-S7R2A | MC2-SSR(3)-AA | 199.584 | 3 Positions Both maintained (Short lever) | ø22/25 | Red | A2 | 110VAC/10A 220VAC/5A
- | S2SR-S7W2A | MC2-SSW(3)-AA | 199.584 | 3 Positions Both maintained (Short lever) | ø22/25 | White | A2 | 110VAC/10A 220VAC/5A
- | S2SR-S7R2B | MC2-SSR(3)-BB | 199.584 | 3 Positions Both maintained (Short lever) | ø22/25 | Red | B2 | 110VAC/10A 220VAC/5A
- | S2SR-S7W2B | MC2-SSW(3)-BB | 199.584 | 3 Positions Both maintained (Short lever) | ø22/25 | White | B2 | 110VAC/10A 220VAC/5A
- | S2SR-S7RAB | MC2-SSR(3)-AB | 199.584 | 3 Positions Both maintained (Short lever) | ø22/25 | Red | A1 B1 | 110VAC/10A 220VAC/5A
- | S2SR-S7WAB | MC2-SSW(3)-AB | 199.584 | 3 Positions Both maintained (Short lever) | ø22/25 | White | A1 B1 | 110VAC/10A 220VAC/5A
- | S2SR-S8R2A | MC2-SLR(3)-AA | 199.584 | 3 Positions Both maintained (Long lever) | ø22/25 | Red | A2 | 110VAC/10A 220VAC/5A
- | S2SR-S8W2A | MC2-SLW(3)-AA | 199.584 | 3 Positions Both maintained (Long lever) | ø22/25 | White | A2 | 110VAC/10A 220VAC/5A
- | S2SR-S8R2B | MC2-SLR(3)-BB | 199.584 | 3 Positions Both maintained (Long lever) | ø22/25 | Red | B2 | 110VAC/10A 220VAC/5A
- | S2SR-S8W2B | MC2-SLW(3)-BB | 199.584 | 3 Positions Both maintained (Long lever) | ø22/25 | White | B2 | 110VAC/10A 220VAC/5A
- | S2SR-S8RAB | MC2-SLR(3)-AB | 199.584 | 3 Positions Both maintained (Long lever) | ø22/25 | Red | A1 B1 | 110VAC/10A 220VAC/5A
- | S2SR-S8WAB | MC2-SLW(3)-AB | 199.584 | 3 Positions Both maintained (Long lever) | ø22/25 | White | A1 B1 | 110VAC/10A 220VAC/5A
Артикул | Autosys | Menics | Retail price, RUR | SWITCHES | Dimension | Color | Contact | Power Suppy
- | S3SF-S3RA | - | 205.821 | 2 Positions maintained (Short lever) | ø30 | Red | A | 110VAC/10A 220VAC/5A
- | S3SF-S3WA | - | 205.821 | 2 Positions maintained (Short lever) | ø30 | White | A | 110VAC/10A 220VAC/5A
- | S3SF-S3RB | - | 205.821 | 2 Positions maintained (Short lever) | ø30 | Red | B | 110VAC/10A 220VAC/5A
- | S3SF-S3WB | - | 205.821 | 2 Positions maintained (Short lever) | ø30 | White | B | 110VAC/10A 220VAC/5A
- | S3SF-S3R2A | - | 268.191 | 2 Positions maintained (Short lever) | ø30 | Red | A2 | 110VAC/10A 220VAC/5A
- | S3SF-S3W2A | - | 268.191 | 2 Positions maintained (Short lever) | ø30 | White | A2 | 110VAC/10A 220VAC/5A
- | S3SF-S3R2B | - | 268.191 | 2 Positions maintained (Short lever) | ø30 | Red | B2 | 110VAC/10A 220VAC/5A
- | S3SF-S3W2B | - | 268.191 | 2 Positions maintained (Short lever) | ø30 | White | B2 | 110VAC/10A 220VAC/5A
- | S3SF-S3RAB | - | 268.191 | 2 Positions maintained (Short lever) | ø30 | Red | A1 B1 | 110VAC/10A 220VAC/5A
- | S3SF-S3WAB | - | 268.191 | 2 Positions maintained (Short lever) | ø30 | White | A1 B1 | 110VAC/10A 220VAC/5A
- | S3SF-S4RA | - | 205.821 | 2 Positions maintained (Long lever) | ø30 | Red | A | 110VAC/10A 220VAC/5A
- | S3SF-S4WA | - | 205.821 | 2 Positions maintained (Long lever) | ø30 | White | A | 110VAC/10A 220VAC/5A
- | S3SF-S4RB | - | 205.821 | 2 Positions maintained (Long lever) | ø30 | Red | B | 110VAC/10A 220VAC/5A
- | S3SF-S4WB | - | 205.821 | 2 Positions maintained (Long lever) | ø30 | White | B | 110VAC/10A 220VAC/5A
- | S3SF-S4R2A | - | 268.191 | 2 Positions maintained (Long lever) | ø30 | Red | A2 | 110VAC/10A 220VAC/5A
- | S3SF-S4W2A | - | 268.191 | 2 Positions maintained (Long lever) | ø30 | White | A2 | 110VAC/10A 220VAC/5A
- | S3SF-S4R2B | - | 268.191 | 2 Positions maintained (Long lever) | ø30 | Red | B2 | 110VAC/10A 220VAC/5A
- | S3SF-S4W2B | - | 268.191 | 2 Positions maintained (Long lever) | ø30 | White | B2 | 110VAC/10A 220VAC/5A
- | S3SF-S4RAB | - | 268.191 | 2 Positions maintained (Long lever) | ø30 | Red | A1 B1 | 110VAC/10A 220VAC/5A
- | S3SF-S4WAB | - | 268.191 | 2 Positions maintained (Long lever) | ø30 | White | A1 B1 | 110VAC/10A 220VAC/5A
- | S3SF-S5R2A | - | 311.85 | 3 Positions Both auto spring return (Short lever) | ø30 | Red | A2 | 110VAC/10A 220VAC/5A
- | S3SF-S5W2A | - | 311.85 | 3 Positions Both auto spring return (Short lever) | ø30 | White | A2 | 110VAC/10A 220VAC/5A
- | S3SF-S5R2B | - | 311.85 | 3 Positions Both auto spring return (Short lever) | ø30 | Red | B2 | 110VAC/10A 220VAC/5A
- | S3SF-S5W2B | - | 311.85 | 3 Positions Both auto spring return (Short lever) | ø30 | White | B2 | 110VAC/10A 220VAC/5A
- | S3SF-S5RAB | - | 311.85 | 3 Positions Both auto spring return (Short lever) | ø30 | Red | A1 B1 | 110VAC/10A 220VAC/5A
- | S3SF-S5WAB | - | 311.85 | 3 Positions Both auto spring return (Short lever) | ø30 | White | A1 B1 | 110VAC/10A 220VAC/5A
- | S3SF-S6R2A | - | 311.85 | 3 Positions Both auto spring return (Long lever) | ø30 | Red | A2 | 110VAC/10A 220VAC/5A
- | S3SF-S6W2A | - | 311.85 | 3 Positions Both auto spring return (Long lever) | ø30 | White | A2 | 110VAC/10A 220VAC/5A
- | S3SF-S6R2B | - | 311.85 | 3 Positions Both auto spring return (Long lever) | ø30 | Red | B2 | 110VAC/10A 220VAC/5A
- | S3SF-S6W2B | - | 311.85 | 3 Positions Both auto spring return (Long lever) | ø30 | White | B2 | 110VAC/10A 220VAC/5A
- | S3SF-S6RAB | - | 311.85 | 3 Positions Both auto spring return (Long lever) | ø30 | Red | A1 B1 | 110VAC/10A 220VAC/5A
- | S3SF-S6WAB | - | 311.85 | 3 Positions Both auto spring return (Long lever) | ø30 | White | A1 B1 | 110VAC/10A 220VAC/5A
- | S3SF-S7R2A | - | 280.665 | 3 Positions Both maintained (Short lever) | ø30 | Red | A2 | 110VAC/10A 220VAC/5A
- | S3SF-S7W2A | - | 280.665 | 3 Positions Both maintained (Short lever) | ø30 | White | A2 | 110VAC/10A 220VAC/5A
- | S3SF-S7R2B | - | 280.665 | 3 Positions Both maintained (Short lever) | ø30 | Red | B2 | 110VAC/10A 220VAC/5A
- | S3SF-S7W2B | - | 280.665 | 3 Positions Both maintained (Short lever) | ø30 | White | B2 | 110VAC/10A 220VAC/5A
- | S3SF-S7RAB | - | 280.665 | 3 Positions Both maintained (Short lever) | ø30 | Red | A1 B1 | 110VAC/10A 220VAC/5A
- | S3SF-S7WAB | - | 280.665 | 3 Positions Both maintained (Short lever) | ø30 | White | A1 B1 | 110VAC/10A 220VAC/5A
- | S3SF-S8R2A | - | 280.665 | 3 Positions Both maintained (Long lever) | ø30 | Red | A2 | 110VAC/10A 220VAC/5A
- | S3SF-S8W2A | - | 280.665 | 3 Positions Both maintained (Long lever) | ø30 | White | A2 | 110VAC/10A 220VAC/5A
- | S3SF-S8R2B | - | 280.665 | 3 Positions Both maintained (Long lever) | ø30 | Red | B2 | 110VAC/10A 220VAC/5A
- | S3SF-S8W2B | - | 280.665 | 3 Positions Both maintained (Long lever) | ø30 | White | B2 | 110VAC/10A 220VAC/5A
- | S3SF-S8RAB | - | 280.665 | 3 Positions Both maintained (Long lever) | ø30 | Red | A1 B1 | 110VAC/10A 220VAC/5A
- | S3SF-S8WAB | - | 280.665 | 3 Positions Both maintained (Long lever) | ø30 | White | A1 B1 | 110VAC/10A 220VAC/5A
Артикул | Autosys | Menics | Retail price, RUR | SWITCHES | Dimension | Color | Contact | Power Suppy
- | S2TR-P3WABD | MC2-2P-ABD | 374.22 | Double Push Button | ø22/25 | White | A1 B1 | LED 12-30VDC
- | S2TR-P3WABL | MC2-2P-ABL | 392.931 | Double Push Button | ø22/25 | White | A1 B1 | LED 100-220VAC
- | S2TR-P1WAB | - | 246.3615 | Double Push Button | ø22/25 | White | A1B1 | -
- | S2TR-P1W2A | - | 246.3615 | Double Push Button | ø22/25 | White | A2 | -
- | S2TR-P1W2B | - | 246.3615 | Double Push Button | ø22/25 | White | B2 | -
Артикул | Autosys | Menics | Retail price, RUR | SWITCHES | Dimension | Color | Contact | Power Suppy
- | S2BR-P1GA | - | 218.295 | Start Push Button (Illuminated) | ø22/25 | Green | A | 110VAC/10A 220VAC/5A
- | S2BR-P1RA | - | 218.295 | Start Push Button (Illuminated) | ø22/25 | Red | A | 110VAC/10A 220VAC/5A
- | S2BR-P1GB | - | 218.295 | Start Push Button (Illuminated) | ø22/25 | Green | B | 110VAC/10A 220VAC/5A
- | S2BR-P1RB | - | 218.295 | Start Push Button (Illuminated) | ø22/25 | Red | B | 110VAC/10A 220VAC/5A
- | S2BR-P1G2A | - | 280.665 | Start Push Button (Illuminated) | ø22/25 | Green | A2 | 110VAC/10A 220VAC/5A
- | S2BR-P1R2A | - | 280.665 | Start Push Button (Illuminated) | ø22/25 | Red | A2 | 110VAC/10A 220VAC/5A
- | S2BR-P1G2B | - | 280.665 | Start Push Button (Illuminated) | ø22/25 | Green | B2 | 110VAC/10A 220VAC/5A
- | S2BR-P1R2B | - | 280.665 | Start Push Button (Illuminated) | ø22/25 | Red | B2 | 110VAC/10A 220VAC/5A
- | S2BR-P1G3A | - | 280.665 | Start Push Button (Illuminated) | ø22/25 | Green | A3 | 110VAC/10A 220VAC/5A
- | S2BR-P1R3A | - | 280.665 | Start Push Button (Illuminated) | ø22/25 | Red | A3 | 110VAC/10A 220VAC/5A
- | S2BR-P1G3B | - | 343.035 | Start Push Button (Illuminated) | ø22/25 | Green | B3 | 110VAC/10A 220VAC/5A
- | S2BR-P1R3B | - | 343.035 | Start Push Button (Illuminated) | ø22/25 | Red | B3 | 110VAC/10A 220VAC/5A
- | S2BR-P1GAB | - | 280.665 | Start Push Button (Illuminated) | ø22/25 | Green | A1 B1 | 110VAC/10A 220VAC/5A
- | S2BR-P1RAB | - | 280.665 | Start Push Button (Illuminated) | ø22/25 | Red | A1 B1 | 110VAC/10A 220VAC/5A
- | S2BR-P1G2AB | - | 343.035 | Start Push Button (Illuminated) | ø22/25 | Green | A2 B1 | 110VAC/10A 220VAC/5A
- | S2BR-P1R2AB | - | 343.035 | Start Push Button (Illuminated) | ø22/25 | Red | A2 B1 | 110VAC/10A 220VAC/5A
- | S2BR-P1GA2B | - | 343.035 | Start Push Button (Illuminated) | ø22/25 | Green | A1 B2 | 110VAC/10A 220VAC/5A
- | S2BR-P1RA2B | - | 343.035 | Start Push Button (Illuminated) | ø22/25 | Red | A1 B2 | 110VAC/10A 220VAC/5A
Артикул | Autosys | Menics | Retail price, RUR | SWITCHES | Dimension | Color | Contact | Power Suppy
- | S2ER-E1RA | - | 187.11 | Head ø30(L) Push-Lock, Turn-Reset | ø22/25 | Red | A | 110VAC/10A 220VAC/5A
- | S2ER-E1R2A | - | 249.48 | Head ø30(L) Push-Lock, Turn-Reset | ø22/25 | Red | A2 | 110VAC/10A 220VAC/5A
- | S2ER-E1R3A | - | 311.85 | Head ø30(L) Push-Lock, Turn-Reset | ø22/25 | Red | A3 | 110VAC/10A 220VAC/5A
- | S2ER-E1RB | - | 187.11 | Head ø30(L) Push-Lock, Turn-Reset | ø22/25 | Red | B | 110VAC/10A 220VAC/5A
- | S2ER-E1R2B | - | 249.48 | Head ø30(L) Push-Lock, Turn-Reset | ø22/25 | Red | B2 | 110VAC/10A 220VAC/5A
- | S2ER-E1R3B | - | 311.85 | Head ø30(L) Push-Lock, Turn-Reset | ø22/25 | Red | B3 | 110VAC/10A 220VAC/5A
- | S2ER-E1RAB | - | 249.48 | Head ø30(L) Push-Lock, Turn-Reset | ø22/25 | Red | A1 B1 | 110VAC/10A 220VAC/5A
- | S2ER-E1R2AB | - | 311.85 | Head ø30(L) Push-Lock, Turn-Reset | ø22/25 | Red | A2 B1 | 110VAC/10A 220VAC/5A
- | S2ER-E1RA2B | - | 311.85 | Head ø30(L) Push-Lock, Turn-Reset | ø22/25 | Red | A1 B2 | 110VAC/10A 220VAC/5A
- | S2ER-E2RA | - | 187.11 | Head ø30(S) Push-Lock, Turn-Reset | ø22/25 | Red | A | 110VAC/10A 220VAC/5A
- | S2ER-E2R2A | - | 249.48 | Head ø30(S) Push-Lock, Turn-Reset | ø22/25 | Red | A2 | 110VAC/10A 220VAC/5A
- | S2ER-E2R3A | - | 311.85 | Head ø30(S) Push-Lock, Turn-Reset | ø22/25 | Red | A3 | 110VAC/10A 220VAC/5A
- | S2ER-E2RB | - | 187.11 | Head ø30(S) Push-Lock, Turn-Reset | ø22/25 | Red | B | 110VAC/10A 220VAC/5A
- | S2ER-E2R2B | - | 249.48 | Head ø30(S) Push-Lock, Turn-Reset | ø22/25 | Red | B2 | 110VAC/10A 220VAC/5A
- | S2ER-E2R3B | - | 311.85 | Head ø30(S) Push-Lock, Turn-Reset | ø22/25 | Red | B3 | 110VAC/10A 220VAC/5A
- | S2ER-E2RAB | - | 249.48 | Head ø30(S) Push-Lock, Turn-Reset | ø22/25 | Red | A1 B1 | 110VAC/10A 220VAC/5A
- | S2ER-E2R2AB | - | 311.85 | Head ø30(S) Push-Lock, Turn-Reset | ø22/25 | Red | A2 B1 | 110VAC/10A 220VAC/5A
- | S2ER-E2RA2B | - | 311.85 | Head ø30(S) Push-Lock, Turn-Reset | ø22/25 | Red | A1 B2 | 110VAC/10A 220VAC/5A
- | S2ER-E3RA | MC2-ESR-A | 187.11 | Head ø40 Push-Lock, Turn-Reset | ø22/25 | Red | A | 110VAC/10A 220VAC/5A
- | S2ER-E3R2A | - | 249.48 | Head ø40 Push-Lock, Turn-Reset | ø22/25 | Red | A2 | 110VAC/10A 220VAC/5A
- | S2ER-E3R3A | - | 311.85 | Head ø40 Push-Lock, Turn-Reset | ø22/25 | Red | A3 | 110VAC/10A 220VAC/5A
- | S2ER-E3RB | MC2-ESR-B | 187.11 | Head ø40 Push-Lock, Turn-Reset | ø22/25 | Red | B | 110VAC/10A 220VAC/5A
- | S2ER-E3R2B | - | 249.48 | Head ø40 Push-Lock, Turn-Reset | ø22/25 | Red | B2 | 110VAC/10A 220VAC/5A
- | S2ER-E3R3B | - | 311.85 | Head ø40 Push-Lock, Turn-Reset | ø22/25 | Red | B3 | 110VAC/10A 220VAC/5A
- | S2ER-E3RAB | - | 249.48 | Head ø40 Push-Lock, Turn-Reset | ø22/25 | Red | A1 B1 | 110VAC/10A 220VAC/5A
- | S2ER-E3R2AB | - | 311.85 | Head ø40 Push-Lock, Turn-Reset | ø22/25 | Red | A2 B1 | 110VAC/10A 220VAC/5A
- | S2ER-E3RA2B | - | 311.85 | Head ø40 Push-Lock, Turn-Reset | ø22/25 | Red | A1 B2 | 110VAC/10A 220VAC/5A
- | S2ER-E4RAD | MC2-LESR-AD | 249.48 | Head ø40 Push-Lock, Turn-Reset (Illuminated) | ø22/25 | Red | A | LED 12-30VDC
- | S2ER-E4R2AD | - | 311.85 | Head ø40 Push-Lock, Turn-Reset (Illuminated) | ø22/25 | Red | A2 | LED 12-30VDC
- | S2ER-E4RBD | MC2-LESR-BD | 249.48 | Head ø40 Push-Lock, Turn-Reset (Illuminated) | ø22/25 | Red | B | LED 12-30VDC
- | S2ER-E4R2BD | - | 311.85 | Head ø40 Push-Lock, Turn-Reset (Illuminated) | ø22/25 | Red | B2 | LED 12-30VDC
- | S2ER-E4RABD | - | 311.85 | Head ø40 Push-Lock, Turn-Reset (Illuminated) | ø22/25 | Red | A1 B1 | LED 12-30VDC
- | S2ER-E4RAL | MC2-LESR-AL | 261.954 | Head ø40 Push-Lock, Turn-Reset (Illuminated) | ø22/25 | Red | A | LED 100-220VAC
- | S2ER-E4R2AL | - | 324.324 | Head ø40 Push-Lock, Turn-Reset (Illuminated) | ø22/25 | Red | A2 | LED 100-220VAC
- | S2ER-E4RBL | MC2-LESR-BL | 261.954 | Head ø40 Push-Lock, Turn-Reset (Illuminated) | ø22/25 | Red | B | LED 100-220VAC
- | S2ER-E4R2BL | - | 324.324 | Head ø40 Push-Lock, Turn-Reset (Illuminated) | ø22/25 | Red | B2 | LED 100-220VAC
- | S2ER-E4RABL | - | 324.324 | Head ø40 Push-Lock, Turn-Reset (Illuminated) | ø22/25 | Red | A1 B1 | LED 100-220VAC
- | S2ER-E5RA | MC2-ELR-A | 249.48 | Head ø60 Push-Lock, Turn-Reset | ø22/25 | Red | A | 110VAC/10A 220VAC/5A
- | S2ER-E5R2A | - | 311.85 | Head ø60 Push-Lock, Turn-Reset | ø22/25 | Red | A2 | 110VAC/10A 220VAC/5A
- | S2ER-E5R3A | - | 374.22 | Head ø60 Push-Lock, Turn-Reset | ø22/25 | Red | A3 | 110VAC/10A 220VAC/5A
- | S2ER-E5RB | MC2-ELR-B | 249.48 | Head ø60 Push-Lock, Turn-Reset | ø22/25 | Red | B | 110VAC/10A 220VAC/5A
- | S2ER-E5R2B | - | 311.85 | Head ø60 Push-Lock, Turn-Reset | ø22/25 | Red | B2 | 110VAC/10A 220VAC/5A
- | S2ER-E5R3B | - | 374.22 | Head ø60 Push-Lock, Turn-Reset | ø22/25 | Red | B3 | 110VAC/10A 220VAC/5A
- | S2ER-E5RAB | - | 311.85 | Head ø60 Push-Lock, Turn-Reset | ø22/25 | Red | A1 B1 | 110VAC/10A 220VAC/5A
- | S2ER-E5R2AB | - | 374.22 | Head ø60 Push-Lock, Turn-Reset | ø22/25 | Red | A2 B1 | 110VAC/10A 220VAC/5A
- | S2ER-E5RA2B | - | 374.22 | Head ø60 Push-Lock, Turn-Reset | ø22/25 | Red | A1 B2 | 110VAC/10A 220VAC/5A
Артикул | Autosys | Menics | Retail price, RUR | SWITCHES | Dimension | Color | Contact | Power Suppy
- | L2RR-L1RD | MC2-PIDR-D | 199.584 | Round pilot lamps (Non-Flush) | ø22/25 | Red | DOME HEAD | LED 12-30VDC/AC
- | L2RR-L1BD | MC2-PIDB-D | 199.584 | Round pilot lamps (Non-Flush) | ø22/25 | Blue | DOME HEAD | LED 12-30VDC/AC
- | L2RR-L1GD | MC2-PIDG-D | 199.584 | Round pilot lamps (Non-Flush) | ø22/25 | Green | DOME HEAD | LED 12-30VDC/AC
- | L2RR-L1YD | MC2-PIDY-D | 199.584 | Round pilot lamps (Non-Flush) | ø22/25 | Yellow | DOME HEAD | LED 12-30VDC/AC
- | L2RR-L1WD | MC2-PIDW-D | 199.584 | Round pilot lamps (Non-Flush) | ø22/25 | White | DOME HEAD | LED 12-30VDC/AC
- | L2RR-L1RL | MC2-PIDR-L | 212.058 | Round pilot lamps (Non-Flush) | ø22/25 | Red | DOME HEAD | LED 100-220VAC
- | L2RR-L1BL | MC2-PIDB-L | 212.058 | Round pilot lamps (Non-Flush) | ø22/25 | Blue | DOME HEAD | LED 100-220VAC
- | L2RR-L1GL | MC2-PIDG-L | 212.058 | Round pilot lamps (Non-Flush) | ø22/25 | Green | DOME HEAD | LED 100-220VAC
- | L2RR-L1YL | MC2-PIDY-L | 212.058 | Round pilot lamps (Non-Flush) | ø22/25 | Yellow | DOME HEAD | LED 100-220VAC
- | L2RR-L1WL | MC2-PIDW-L | 212.058 | Round pilot lamps (Non-Flush) | ø22/25 | White | DOME HEAD | LED 100-220VAC
- | L2RR-L2RD | MC2-PIHR-D | 199.584 | Round pilot lamps (Non-Flush) | ø22/25 | Red | HORN HEAD | LED 12-30VDC/AC
- | L2RR-L2BD | MC2-PIHB-D | 199.584 | Round pilot lamps (Non-Flush) | ø22/25 | Blue | HORN HEAD | LED 12-30VDC/AC
- | L2RR-L2GD | MC2-PIHG-D | 199.584 | Round pilot lamps (Non-Flush) | ø22/25 | Green | HORN HEAD | LED 12-30VDC/AC
- | L2RR-L2YD | MC2-PIHY-D | 199.584 | Round pilot lamps (Non-Flush) | ø22/25 | Yellow | HORN HEAD | LED 12-30VDC/AC
- | L2RR-L2WD | MC2-PIHW-D | 199.584 | Round pilot lamps (Non-Flush) | ø22/25 | White | HORN HEAD | LED 12-30VDC/AC
- | L2RR-L2RL | MC2-PIHR-L | 212.058 | Round pilot lamps (Non-Flush) | ø22/25 | Red | HORN HEAD | LED 100-220VAC
- | L2RR-L2BL | MC2-PIHB-L | 212.058 | Round pilot lamps (Non-Flush) | ø22/25 | Blue | HORN HEAD | LED 100-220VAC
- | L2RR-L2GL | MC2-PIHG-L | 212.058 | Round pilot lamps (Non-Flush) | ø22/25 | Green | HORN HEAD | LED 100-220VAC
- | L2RR-L2YL | MC2-PIHY-L | 212.058 | Round pilot lamps (Non-Flush) | ø22/25 | Yellow | HORN HEAD | LED 100-220VAC
- | L2RR-L2WL | MC2-PIHW-L | 212.058 | Round pilot lamps (Non-Flush) | ø22/25 | White | HORN HEAD | LED 100-220VAC
- | L2RR-L3RD | MC2-PIFR-D | 212.058 | Round pilot lamps (Non-Flush) | ø22/25 | Red | FLAT HEAD | LED 12-30VDC/AC
- | L2RR-L3BD | MC2-PIFB-D | 212.058 | Round pilot lamps (Non-Flush) | ø22/25 | Blue | FLAT HEAD | LED 12-30VDC/AC
- | L2RR-L3GD | MC2-PIFG-D | 212.058 | Round pilot lamps (Non-Flush) | ø22/25 | Green | FLAT HEAD | LED 12-30VDC/AC
- | L2RR-L3YD | MC2-PIFY-D | 212.058 | Round pilot lamps (Non-Flush) | ø22/25 | Yellow | FLAT HEAD | LED 12-30VDC/AC
- | L2RR-L3WD | MC2-PIFW-D | 212.058 | Round pilot lamps (Non-Flush) | ø22/25 | White | FLAT HEAD | LED 12-30VDC/AC
- | L2RR-L3RL | MC2-PIFR-L | 224.532 | Round pilot lamps (Non-Flush) | ø22/25 | Red | FLAT HEAD | LED 100-220VAC
- | L2RR-L3BL | MC2-PIFB-L | 224.532 | Round pilot lamps (Non-Flush) | ø22/25 | Blue | FLAT HEAD | LED 100-220VAC
- | L2RR-L3GL | MC2-PIFG-L | 224.532 | Round pilot lamps (Non-Flush) | ø22/25 | Green | FLAT HEAD | LED 100-220VAC
- | L2RR-L3YL | MC2-PIFY-L | 224.532 | Round pilot lamps (Non-Flush) | ø22/25 | Yellow | FLAT HEAD | LED 100-220VAC
- | L2RR-L3WL | MC2-PIFW-L | 224.532 | Round pilot lamps (Non-Flush) | ø22/25 | White | FLAT HEAD | LED 100-220VAC
- | L3RF-L3RD | - | 255.717 | Round pilot lamps (Flush) | ø30 | Red | FLAT HEAD | LED 12-30VDC
- | L3RF-L3BD | - | 255.717 | Round pilot lamps (Flush) | ø30 | Blue | FLAT HEAD | LED 12-30VDC
- | L3RF-L3GD | - | 255.717 | Round pilot lamps (Flush) | ø30 | Green | FLAT HEAD | LED 12-30VDC
- | L3RF-L3YD | - | 255.717 | Round pilot lamps (Flush) | ø30 | Yellow | FLAT HEAD | LED 12-30VDC
- | L3RF-L3WD | - | 255.717 | Round pilot lamps (Flush) | ø30 | White | FLAT HEAD | LED 12-30VDC
- | L3RF-L3RL | - | 268.191 | Round pilot lamps (Flush) | ø30 | Red | FLAT HEAD | LED 100-220VAC
- | L3RF-L3BL | - | 268.191 | Round pilot lamps (Flush) | ø30 | Blue | FLAT HEAD | LED 100-220VAC
- | L3RF-L3GL | - | 268.191 | Round pilot lamps (Flush) | ø30 | Green | FLAT HEAD | LED 100-220VAC
- | L3RF-L3YL | - | 268.191 | Round pilot lamps (Flush) | ø30 | Yellow | FLAT HEAD | LED 100-220VAC
- | L3RF-L3WL | - | 268.191 | Round pilot lamps (Flush) | ø30 | White | FLAT HEAD | LED 100-220VAC
Артикул | Autosys | Menics | Retail price, RUR | ACCESSORIES | Description
- | SA-CA | MC22-UA | 62.37 | Switches contact block | A contact (normal open)
- | SA-CB | MC22-UB | 62.37 | Switches contact block | B contact (normal close)
- | SA-LD | MC22-LWD | 127.8585 | Switches contact block | LED Block (AC/DC12-30V)
- | SA-LA | MC22-LWA | 140.3325 | Switches contact block | LED Block (AC100-220V)
Артикул | Autosys | Menics | Retail price, RUR | SWITCHES | Dimension | Color | Contact | Power Suppy
- | B2NB-B1D | MC2-B-D | 237.006 | Magnetic buzzers | ø22/25 | Continuous/Intermittent |  | DC12-24V
- | B2NB-B1D-R |  | 237.006 | Magnetic buzzers | ø22/25 | Continuous/Intermittent |  | DC12-24V
Артикул | Autosys | Menics | Retail price, RUR | ACCESSORIES | Appearance |  | Number of holes
- | SA-SB1 | MB70-S-01 | 349.272 | Switches boxes | Square boxes |  | 1 hole (Length : L=86mm)
- | SA-SB2 | MB70-S-02 | 467.775 | Switches boxes | Square boxes |  | 2 hole (Length : L=136mm)
- | SA-SB3 | MB70-S-03 | 548.856 | Switches boxes | Square boxes |  | 3 hole (Length : L=186mm)
- | SA-SB4 | MB70-S-04 | 654.885 | Switches boxes | Square boxes |  | 4 hole (Length : L=236mm)
- | SA-SB5 | MB70-S-05 | 748.44 | Switches boxes | Square boxes |  | 5 hole (Length : L=286mm)
- | SA-TB1 | MB70-T-01 | 349.272 | Switches boxes | Triangle boxes |  | 1 hole (Length : L=86mm)
- | SA-TB2 | MB70-T-02 | 467.775 | Switches boxes | Triangle boxes |  | 2 hole (Length : L=136mm)
- | SA-TB3 | MB70-T-03 | 548.856 | Switches boxes | Triangle boxes |  | 3 hole (Length : L=186mm)
- | SA-TB4 | MB70-T-04 | 654.885 | Switches boxes | Triangle boxes |  | 4 hole (Length : L=236mm)
- | SA-TB5 | MB70-T-05 | 748.44 | Switches boxes | Triangle boxes |  | 5 hole (Length : L=286mm)
Артикул | Autosys | Menics | Retail price, RUR | ACCESSORIES | Appearance |  | Size
- | SA-NS | MP-25-S | 43.659 | Emergency switches nameplates | Nameplate small size |  | D60 X D25
- | SA-NL | MP-25-L | 62.37 | Emergency switches nameplates | Nameplate large size |  | D80 X D25
Артикул | Autosys | Menics | Retail price, RUR | ACCESSORIES | Appearance |  | Size
- | SA-EG1 | - | 249.48 | Emergency switches protective shroud | ø22, SMALL |  | D60 X D22
- | SA-EG2 | - | 249.48 | Emergency switches protective shroud | ø22, LARGE |  | D80 X D22
- | SA-EG3 | - | 249.48 | Emergency switches protective shroud | ø25, LARGE |  | D80 X D25
Артикул | Autosys | Menics | Retail price, RUR | ACCESSORIES | Description
- | SA-WP | MW-25P | 31.185 | Water proof cap | Push button
- | SA-WL | MW-25L | 31.185 | Water proof cap | Illuminated push button
- | SA-LH | MC2-P100 | 93.555 | Locking handle for switches | Locking ring wrench

## 16.TowerLight
TOWER LIGHTS
Артикул | Model | Retail price, RUR | Tower Light | Item | Dimension | Power Supply | Notes
- | PTE-SC-102-R | 1603.8 | Tower Light(LED) | PTE | 90mm | AC/DC 24V
- | PTE-SC-202-RG | 2325.51 | Tower Light(LED) | PTE | 90mm | AC/DC 24V
- | PTE-SC-302-RYG | 3029.4 | Tower Light(LED) | PTE | 90mm | AC/DC 24V
- | PTE-SC-402-RYGB | 3831.3 | Tower Light(LED) | PTE | 90mm | AC/DC 24V
- | PTE-SC-502-RYGBC | 4633.2 | Tower Light(LED) | PTE | 90mm | AC/DC 24V
- | PTE-SC-1FF-R | 1960.2 | Tower Light(LED) | PTE | 90mm | AC 90~240V
- | PTE-SC-2FF-RG | 2673 | Tower Light(LED) | PTE | 90mm | AC 90~240V
- | PTE-SC-3FF-RYG | 3394.71 | Tower Light(LED) | PTE | 90mm | AC 90~240V
- | PTE-SC-4FF-RYGB | 4196.61 | Tower Light(LED) | PTE | 90mm | AC 90~240V
- | PTE-SC-5FF-RYGBC | 4989.6 | Tower Light(LED) | PTE | 90mm | AC 90~240V
- | PTE-SCF-102-R | 1746.36 | Tower Light(LED) | PTE | 90mm | AC/DC 24V
- | PTE-SCF-202-RG | 2450.25 | Tower Light(LED) | PTE | 90mm | AC/DC 24V
- | PTE-SCF-302-RYG | 3163.05 | Tower Light(LED) | PTE | 90mm | AC/DC 24V
- | PTE-SCF-402-RYGB | 3973.86 | Tower Light(LED) | PTE | 90mm | AC/DC 24V
- | PTE-SCF-502-RYGBC | 4775.76 | Tower Light(LED) | PTE | 90mm | AC/DC 24V
- | PTE-SCF-1FF-R | 2093.85 | Tower Light(LED) | PTE | 90mm | AC 90~240V
- | PTE-SCF-2FF-RG | 2806.65 | Tower Light(LED) | PTE | 90mm | AC 90~240V
- | PTE-SCF-3FF-RYG | 3528.36 | Tower Light(LED) | PTE | 90mm | AC 90~240V
- | PTE-SCF-4FF-RYGB | 4321.35 | Tower Light(LED) | PTE | 90mm | AC 90~240V
- | PTE-SCF-5FF-RYGBC | 5123.25 | Tower Light(LED) | PTE | 90mm | AC 90~240V
- | PTE-SCB-102-R | 1960.2 | Tower Light(LED) | PTE | 90mm | AC/DC 24V
- | PTE-SCB-202-RG | 2673 | Tower Light(LED) | PTE | 90mm | AC/DC 24V
- | PTE-SCB-302-RYG | 3394.71 | Tower Light(LED) | PTE | 90mm | AC/DC 24V
- | PTE-SCB-402-RYGB | 4196.61 | Tower Light(LED) | PTE | 90mm | AC/DC 24V
- | PTE-SCB-1FF-R | 2325.51 | Tower Light(LED) | PTE | 90mm | AC 90~240V
- | PTE-SCB-2FF-RG | 3029.4 | Tower Light(LED) | PTE | 90mm | AC 90~240V
- | PTE-SCB-3FF-RYG | 3742.2 | Tower Light(LED) | PTE | 90mm | AC 90~240V
- | PTE-SCB-4FF-RYGB | 4544.1 | Tower Light(LED) | PTE | 90mm | AC 90~240V
- | PTE-SCV-102-R | 2049.3 | Tower Light(LED) | PTE | 90mm | AC/DC 24V
- | PTE-SCV-202-RG | 2762.1 | Tower Light(LED) | PTE | 90mm | AC/DC 24V
- | PTE-SCV-302-RYG | 3483.81 | Tower Light(LED) | PTE | 90mm | AC/DC 24V
- | PTE-SCV-402-RYGB | 4285.71 | Tower Light(LED) | PTE | 90mm | AC/DC 24V
- | PTE-SCV-1FF-R | 2414.61 | Tower Light(LED) | PTE | 90mm | AC 90~240V
- | PTE-SCV-2FF-RG | 3118.5 | Tower Light(LED) | PTE | 90mm | AC 90~240V
- | PTE-SCV-3FF-RYG | 3831.3 | Tower Light(LED) | PTE | 90mm | AC 90~240V
- | PTE-SCV-4FF-RYGB | 4633.2 | Tower Light(LED) | PTE | 90mm | AC 90~240V
- | PTE-SCZ-102-R | 2093.85 | Tower Light(LED) | PTE | 90mm | AC/DC 24V
- | PTE-SCZ-202-RG | 2806.65 | Tower Light(LED) | PTE | 90mm | AC/DC 24V
- | PTE-SCZ-302-RYG | 3528.36 | Tower Light(LED) | PTE | 90mm | AC/DC 24V
- | PTE-SCZ-402-RYGB | 4321.35 | Tower Light(LED) | PTE | 90mm | AC/DC 24V
- | PTE-SCZ-1FF-R | 2450.25 | Tower Light(LED) | PTE | 90mm | AC 90~240V
- | PTE-SCZ-2FF-RG | 3163.05 | Tower Light(LED) | PTE | 90mm | AC 90~240V
- | PTE-SCZ-3FF-RYG | 3884.76 | Tower Light(LED) | PTE | 90mm | AC 90~240V
- | PTE-SCZ-4FF-RYGB | 4677.75 | Tower Light(LED) | PTE | 90mm | AC 90~240V
- | PTE-SCX-102-R | 2182.95 | Tower Light(LED) | PTE | 90mm | AC/DC 24V
- | PTE-SCX-202-RG | 2904.66 | Tower Light(LED) | PTE | 90mm | AC/DC 24V
- | PTE-SCX-302-RYG | 3608.55 | Tower Light(LED) | PTE | 90mm | AC/DC 24V
- | PTE-SCX-402-RYGB | 4419.36 | Tower Light(LED) | PTE | 90mm | AC/DC 24V
- | PTE-SCX-1FF-R | 2548.26 | Tower Light(LED) | PTE | 90mm | AC 90~240V
- | PTE-SCX-2FF-RG | 3252.15 | Tower Light(LED) | PTE | 90mm | AC 90~240V
- | PTE-SCX-3FF-RYG | 3973.86 | Tower Light(LED) | PTE | 90mm | AC 90~240V
- | PTE-SCX-4FF-RYGB | 4775.76 | Tower Light(LED) | PTE | 90mm | AC 90~240V
- | PTE-AG-102-R | 1657.26 | Tower Light(LED) | PTE | 90mm | AC/DC 24V
- | PTE-AG-202-RG | 2370.06 | Tower Light(LED) | PTE | 90mm | AC/DC 24V
- | PTE-AG-302-RYG | 3091.77 | Tower Light(LED) | PTE | 90mm | AC/DC 24V
- | PTE-AG-402-RYGB | 3884.76 | Tower Light(LED) | PTE | 90mm | AC/DC 24V
- | PTE-AG-502-RYGBC | 4695.57 | Tower Light(LED) | PTE | 90mm | AC/DC 24V
- | PTE-AG-1FF-R | 2022.57 | Tower Light(LED) | PTE | 90mm | AC 90~240V
- | PTE-AG-2FF-RG | 2735.37 | Tower Light(LED) | PTE | 90mm | AC 90~240V
- | PTE-AG-3FF-RYG | 3439.26 | Tower Light(LED) | PTE | 90mm | AC 90~240V
- | PTE-AG-4FF-RYGB | 4241.16 | Tower Light(LED) | PTE | 90mm | AC 90~240V
- | PTE-AG-5FF-RYGBC | 5051.97 | Tower Light(LED) | PTE | 90mm | AC 90~240V
- | PTE-AGF-102-R | 1790.91 | Tower Light(LED) | PTE | 90mm | AC/DC 24V
- | PTE-AGF-202-RG | 2512.62 | Tower Light(LED) | PTE | 90mm | AC/DC 24V
- | PTE-AGF-302-RYG | 3216.51 | Tower Light(LED) | PTE | 90mm | AC/DC 24V
- | PTE-AGF-402-RYGB | 4018.41 | Tower Light(LED) | PTE | 90mm | AC/DC 24V
- | PTE-AGF-502-RYGBC | 4820.31 | Tower Light(LED) | PTE | 90mm | AC/DC 24V
- | PTE-AGF-1FF-R | 2156.22 | Tower Light(LED) | PTE | 90mm | AC 90~240V
- | PTE-AGF-2FF-RG | 2860.11 | Tower Light(LED) | PTE | 90mm | AC 90~240V
- | PTE-AGF-3FF-RYG | 3581.82 | Tower Light(LED) | PTE | 90mm | AC 90~240V
- | PTE-AGF-4FF-RYGB | 4383.72 | Tower Light(LED) | PTE | 90mm | AC 90~240V
- | PTE-AGF-5FF-RYGBC | 5176.71 | Tower Light(LED) | PTE | 90mm | AC 90~240V
- | PTE-AGB-102-R | 2022.57 | Tower Light(LED) | PTE | 90mm | AC/DC 24V
- | PTE-AGB-202-RG | 2735.37 | Tower Light(LED) | PTE | 90mm | AC/DC 24V
- | PTE-AGB-302-RYG | 3439.26 | Tower Light(LED) | PTE | 90mm | AC/DC 24V
- | PTE-AGB-402-RYGB | 4241.16 | Tower Light(LED) | PTE | 90mm | AC/DC 24V
- | PTE-AGB-1FF-R | 2370.06 | Tower Light(LED) | PTE | 90mm | AC 90~240V
- | PTE-AGB-2FF-RG | 3091.77 | Tower Light(LED) | PTE | 90mm | AC 90~240V
- | PTE-AGB-3FF-RYG | 3804.57 | Tower Light(LED) | PTE | 90mm | AC 90~240V
- | PTE-AGB-4FF-RYGB | 4606.47 | Tower Light(LED) | PTE | 90mm | AC 90~240V
- | PTE-AGV-102-R | 2111.67 | Tower Light(LED) | PTE | 90mm | AC/DC 24V
- | PTE-AGV-202-RG | 2824.47 | Tower Light(LED) | PTE | 90mm | AC/DC 24V
- | PTE-AGV-302-RYG | 3528.36 | Tower Light(LED) | PTE | 90mm | AC/DC 24V
- | PTE-AGV-402-RYGB | 4330.26 | Tower Light(LED) | PTE | 90mm | AC/DC 24V
- | PTE-AGV-1FF-R | 2459.16 | Tower Light(LED) | PTE | 90mm | AC 90~240V
- | PTE-AGV-2FF-RG | 3171.96 | Tower Light(LED) | PTE | 90mm | AC 90~240V
- | PTE-AGV-3FF-RYG | 3884.76 | Tower Light(LED) | PTE | 90mm | AC 90~240V
- | PTE-AGV-4FF-RYGB | 4695.57 | Tower Light(LED) | PTE | 90mm | AC 90~240V
- | PTE-AGZ-102-R | 2156.22 | Tower Light(LED) | PTE | 90mm | AC/DC 24V
- | PTE-AGZ-202-RG | 2860.11 | Tower Light(LED) | PTE | 90mm | AC/DC 24V
- | PTE-AGZ-302-RYG | 3581.82 | Tower Light(LED) | PTE | 90mm | AC/DC 24V
- | PTE-AGZ-402-RYGB | 4383.72 | Tower Light(LED) | PTE | 90mm | AC/DC 24V
- | PTE-AGZ-1FF-R | 2512.62 | Tower Light(LED) | PTE | 90mm | AC 90~240V
- | PTE-AGZ-2FF-RG | 3216.51 | Tower Light(LED) | PTE | 90mm | AC 90~240V
- | PTE-AGZ-3FF-RYG | 3929.31 | Tower Light(LED) | PTE | 90mm | AC 90~240V
- | PTE-AGZ-4FF-RYGB | 4731.21 | Tower Light(LED) | PTE | 90mm | AC 90~240V
- | PTE-AGX-102-R | 2236.41 | Tower Light(LED) | PTE | 90mm | AC/DC 24V
- | PTE-AGX-202-RG | 2949.21 | Tower Light(LED) | PTE | 90mm | AC/DC 24V
- | PTE-AGX-302-RYG | 3662.01 | Tower Light(LED) | PTE | 90mm | AC/DC 24V
- | PTE-AGX-402-RYGB | 4472.82 | Tower Light(LED) | PTE | 90mm | AC/DC 24V
- | PTE-AGX-1FF-R | 2601.72 | Tower Light(LED) | PTE | 90mm | AC 90~240V
- | PTE-AGX-2FF-RG | 3305.61 | Tower Light(LED) | PTE | 90mm | AC 90~240V
- | PTE-AGX-3FF-RYG | 4018.41 | Tower Light(LED) | PTE | 90mm | AC 90~240V
- | PTE-AGX-4FF-RYGB | 4820.31 | Tower Light(LED) | PTE | 90mm | AC 90~240V
- | PTE-AP-102-R | 1639.44 | Tower Light(LED) | PTE | 90mm | AC/DC 24V
- | PTE-AP-202-RG | 2343.33 | Tower Light(LED) | PTE | 90mm | AC/DC 24V
- | PTE-AP-302-RYG | 3056.13 | Tower Light(LED) | PTE | 90mm | AC/DC 24V
- | PTE-AP-402-RYGB | 3858.03 | Tower Light(LED) | PTE | 90mm | AC/DC 24V
- | PTE-AP-502-RYGBC | 4668.84 | Tower Light(LED) | PTE | 90mm | AC/DC 24V
- | PTE-AP-1FF-R | 1986.93 | Tower Light(LED) | PTE | 90mm | AC 90~240V
- | PTE-AP-2FF-RG | 2708.64 | Tower Light(LED) | PTE | 90mm | AC 90~240V
- | PTE-AP-3FF-RYG | 3421.44 | Tower Light(LED) | PTE | 90mm | AC 90~240V
- | PTE-AP-4FF-RYGB | 4214.43 | Tower Light(LED) | PTE | 90mm | AC 90~240V
- | PTE-AP-5FF-RYGBC | 5016.33 | Tower Light(LED) | PTE | 90mm | AC 90~240V
- | PTE-APF-102-R | 1764.18 | Tower Light(LED) | PTE | 90mm | AC/DC 24V
- | PTE-APF-202-RG | 2476.98 | Tower Light(LED) | PTE | 90mm | AC/DC 24V
- | PTE-APF-302-RYG | 3198.69 | Tower Light(LED) | PTE | 90mm | AC/DC 24V
- | PTE-APF-402-RYGB | 3991.68 | Tower Light(LED) | PTE | 90mm | AC/DC 24V
- | PTE-APF-502-RYGBC | 4793.58 | Tower Light(LED) | PTE | 90mm | AC/DC 24V
- | PTE-APF-1FF-R | 2120.58 | Tower Light(LED) | PTE | 90mm | AC 90~240V
- | PTE-APF-2FF-RG | 2842.29 | Tower Light(LED) | PTE | 90mm | AC 90~240V
- | PTE-APF-3FF-RYG | 3546.18 | Tower Light(LED) | PTE | 90mm | AC 90~240V
- | PTE-APF-4FF-RYGB | 4348.08 | Tower Light(LED) | PTE | 90mm | AC 90~240V
- | PTE-APF-5FF-RYGBC | 5158.89 | Tower Light(LED) | PTE | 90mm | AC 90~240V
- | PTE-APB-102-R | 1986.93 | Tower Light(LED) | PTE | 90mm | AC/DC 24V
- | PTE-APB-202-RG | 2708.64 | Tower Light(LED) | PTE | 90mm | AC/DC 24V
- | PTE-APB-302-RYG | 3421.44 | Tower Light(LED) | PTE | 90mm | AC/DC 24V
- | PTE-APB-402-RYGB | 4214.43 | Tower Light(LED) | PTE | 90mm | AC/DC 24V
- | PTE-APB-1FF-R | 2343.33 | Tower Light(LED) | PTE | 90mm | AC 90~240V
- | PTE-APB-2FF-RG | 3056.13 | Tower Light(LED) | PTE | 90mm | AC 90~240V
- | PTE-APB-3FF-RYG | 3777.84 | Tower Light(LED) | PTE | 90mm | AC 90~240V
- | PTE-APB-4FF-RYGB | 4570.83 | Tower Light(LED) | PTE | 90mm | AC 90~240V
- | PTE-APV-102-R | 2076.03 | Tower Light(LED) | PTE | 90mm | AC/DC 24V
- | PTE-APV-202-RG | 2797.74 | Tower Light(LED) | PTE | 90mm | AC/DC 24V
- | PTE-APV-302-RYG | 3510.54 | Tower Light(LED) | PTE | 90mm | AC/DC 24V
- | PTE-APV-402-RYGB | 4303.53 | Tower Light(LED) | PTE | 90mm | AC/DC 24V
- | PTE-APV-1FF-R | 2432.43 | Tower Light(LED) | PTE | 90mm | AC 90~240V
- | PTE-APV-2FF-RG | 3145.23 | Tower Light(LED) | PTE | 90mm | AC 90~240V
- | PTE-APV-3FF-RYG | 3858.03 | Tower Light(LED) | PTE | 90mm | AC 90~240V
- | PTE-APV-4FF-RYGB | 4668.84 | Tower Light(LED) | PTE | 90mm | AC 90~240V
- | PTE-APZ-102-R | 2120.58 | Tower Light(LED) | PTE | 90mm | AC/DC 24V
- | PTE-APZ-202-RG | 2842.29 | Tower Light(LED) | PTE | 90mm | AC/DC 24V
- | PTE-APZ-302-RYG | 3546.18 | Tower Light(LED) | PTE | 90mm | AC/DC 24V
- | PTE-APZ-402-RYGB | 4348.08 | Tower Light(LED) | PTE | 90mm | AC/DC 24V
- | PTE-APZ-1FF-R | 2476.98 | Tower Light(LED) | PTE | 90mm | AC 90~240V
- | PTE-APZ-2FF-RG | 3198.69 | Tower Light(LED) | PTE | 90mm | AC 90~240V
- | PTE-APZ-3FF-RYG | 3902.58 | Tower Light(LED) | PTE | 90mm | AC 90~240V
- | PTE-APZ-4FF-RYGB | 4704.48 | Tower Light(LED) | PTE | 90mm | AC 90~240V
- | PTE-APX-102-R | 2218.59 | Tower Light(LED) | PTE | 90mm | AC/DC 24V
- | PTE-APX-202-RG | 2922.48 | Tower Light(LED) | PTE | 90mm | AC/DC 24V
- | PTE-APX-302-RYG | 3635.28 | Tower Light(LED) | PTE | 90mm | AC/DC 24V
- | PTE-APX-402-RYGB | 4437.18 | Tower Light(LED) | PTE | 90mm | AC/DC 24V
- | PTE-APX-1FF-R | 2566.08 | Tower Light(LED) | PTE | 90mm | AC 90~240V
- | PTE-APX-2FF-RG | 3287.79 | Tower Light(LED) | PTE | 90mm | AC 90~240V
- | PTE-APX-3FF-RYG | 3991.68 | Tower Light(LED) | PTE | 90mm | AC 90~240V
- | PTE-APX-4FF-RYGB | 4793.58 | Tower Light(LED) | PTE | 90mm | AC 90~240V
- | PTE-AR-102-R | 2174.04 | Tower Light(LED) | PTE | 90mm | AC/DC 24V
- | PTE-AR-202-RG | 2895.75 | Tower Light(LED) | PTE | 90mm | AC/DC 24V
- | PTE-AR-302-RYG | 3608.55 | Tower Light(LED) | PTE | 90mm | AC/DC 24V
- | PTE-AR-402-RYGB | 4401.54 | Tower Light(LED) | PTE | 90mm | AC/DC 24V
- | PTE-AR-502-RYGBC | 5203.44 | Tower Light(LED) | PTE | 90mm | AC/DC 24V
- | PTE-AR-1FF-R | 2530.44 | Tower Light(LED) | PTE | 90mm | AC 90~240V
- | PTE-AR-2FF-RG | 3243.24 | Tower Light(LED) | PTE | 90mm | AC 90~240V
- | PTE-AR-3FF-RYG | 3956.04 | Tower Light(LED) | PTE | 90mm | AC 90~240V
- | PTE-AR-4FF-RYGB | 4766.85 | Tower Light(LED) | PTE | 90mm | AC 90~240V
- | PTE-AR-5FF-RYGBC | 5568.75 | Tower Light(LED) | PTE | 90mm | AC 90~240V
- | PTE-ARF-102-R | 2307.69 | Tower Light(LED) | PTE | 90mm | AC/DC 24V
- | PTE-ARF-202-RG | 3029.4 | Tower Light(LED) | PTE | 90mm | AC/DC 24V
- | PTE-ARF-302-RYG | 3733.29 | Tower Light(LED) | PTE | 90mm | AC/DC 24V
- | PTE-ARF-402-RYGB | 4535.19 | Tower Light(LED) | PTE | 90mm | AC/DC 24V
- | PTE-ARF-502-RYGBC | 5346 | Tower Light(LED) | PTE | 90mm | AC/DC 24V
- | PTE-ARF-1FF-R | 2664.09 | Tower Light(LED) | PTE | 90mm | AC 90~240V
- | PTE-ARF-2FF-RG | 3385.8 | Tower Light(LED) | PTE | 90mm | AC 90~240V
- | PTE-ARF-3FF-RYG | 4089.69 | Tower Light(LED) | PTE | 90mm | AC 90~240V
- | PTE-ARF-4FF-RYGB | 4900.5 | Tower Light(LED) | PTE | 90mm | AC 90~240V
- | PTE-ARF-5FF-RYGBC | 5693.49 | Tower Light(LED) | PTE | 90mm | AC 90~240V
- | PTE-ARB-102-R | 2530.44 | Tower Light(LED) | PTE | 90mm | AC/DC 24V
- | PTE-ARB-202-RG | 3243.24 | Tower Light(LED) | PTE | 90mm | AC/DC 24V
- | PTE-ARB-302-RYG | 3956.04 | Tower Light(LED) | PTE | 90mm | AC/DC 24V
- | PTE-ARB-402-RYGB | 4766.85 | Tower Light(LED) | PTE | 90mm | AC/DC 24V
- | PTE-ARB-1FF-R | 2895.75 | Tower Light(LED) | PTE | 90mm | AC 90~240V
- | PTE-ARB-2FF-RG | 3608.55 | Tower Light(LED) | PTE | 90mm | AC 90~240V
- | PTE-ARB-3FF-RYG | 4312.44 | Tower Light(LED) | PTE | 90mm | AC 90~240V
- | PTE-ARB-4FF-RYGB | 5114.34 | Tower Light(LED) | PTE | 90mm | AC 90~240V
- | PTE-ARV-102-R | 2619.54 | Tower Light(LED) | PTE | 90mm | AC/DC 24V
- | PTE-ARV-202-RG | 3332.34 | Tower Light(LED) | PTE | 90mm | AC/DC 24V
- | PTE-ARV-302-RYG | 4045.14 | Tower Light(LED) | PTE | 90mm | AC/DC 24V
- | PTE-ARV-402-RYGB | 4855.95 | Tower Light(LED) | PTE | 90mm | AC/DC 24V
- | PTE-ARV-1FF-R | 2975.94 | Tower Light(LED) | PTE | 90mm | AC 90~240V
- | PTE-ARV-2FF-RG | 3697.65 | Tower Light(LED) | PTE | 90mm | AC 90~240V
- | PTE-ARV-3FF-RYG | 4401.54 | Tower Light(LED) | PTE | 90mm | AC 90~240V
- | PTE-ARV-4FF-RYGB | 5203.44 | Tower Light(LED) | PTE | 90mm | AC 90~240V
- | PTE-ARZ-102-R | 2664.09 | Tower Light(LED) | PTE | 90mm | AC/DC 24V
- | PTE-ARZ-202-RG | 3385.8 | Tower Light(LED) | PTE | 90mm | AC/DC 24V
- | PTE-ARZ-302-RYG | 4089.69 | Tower Light(LED) | PTE | 90mm | AC/DC 24V
- | PTE-ARZ-402-RYGB | 4900.5 | Tower Light(LED) | PTE | 90mm | AC/DC 24V
- | PTE-ARZ-1FF-R | 3029.4 | Tower Light(LED) | PTE | 90mm | AC 90~240V
- | PTE-ARZ-2FF-RG | 3733.29 | Tower Light(LED) | PTE | 90mm | AC 90~240V
- | PTE-ARZ-3FF-RYG | 4446.09 | Tower Light(LED) | PTE | 90mm | AC 90~240V
- | PTE-ARZ-4FF-RYGB | 5256.9 | Tower Light(LED) | PTE | 90mm | AC 90~240V
- | PTE-ARX-102-R | 2753.19 | Tower Light(LED) | PTE | 90mm | AC/DC 24V
- | PTE-ARX-202-RG | 3465.99 | Tower Light(LED) | PTE | 90mm | AC/DC 24V
- | PTE-ARX-302-RYG | 4178.79 | Tower Light(LED) | PTE | 90mm | AC/DC 24V
- | PTE-ARX-402-RYGB | 4980.69 | Tower Light(LED) | PTE | 90mm | AC/DC 24V
- | PTE-ARX-1FF-R | 3118.5 | Tower Light(LED) | PTE | 90mm | AC 90~240V
- | PTE-ARX-2FF-RG | 3822.39 | Tower Light(LED) | PTE | 90mm | AC 90~240V
- | PTE-ARX-3FF-RYG | 4535.19 | Tower Light(LED) | PTE | 90mm | AC 90~240V
- | PTE-ARX-4FF-RYGB | 5346 | Tower Light(LED) | PTE | 90mm | AC 90~240V
- | PTE-AM-102-R | 1639.44 | Tower Light(LED) | PTE | 90mm | AC/DC 24V
- | PTE-AM-202-RG | 2361.15 | Tower Light(LED) | PTE | 90mm | AC/DC 24V
- | PTE-AM-302-RYG | 3065.04 | Tower Light(LED) | PTE | 90mm | AC/DC 24V
- | PTE-AM-402-RYGB | 3875.85 | Tower Light(LED) | PTE | 90mm | AC/DC 24V
- | PTE-AM-502-RYGBC | 4677.75 | Tower Light(LED) | PTE | 90mm | AC/DC 24V
- | PTE-AM-1FF-R | 1995.84 | Tower Light(LED) | PTE | 90mm | AC 90~240V
- | PTE-AM-2FF-RG | 2717.55 | Tower Light(LED) | PTE | 90mm | AC 90~240V
- | PTE-AM-3FF-RYG | 3421.44 | Tower Light(LED) | PTE | 90mm | AC 90~240V
- | PTE-AM-4FF-RYGB | 4223.34 | Tower Light(LED) | PTE | 90mm | AC 90~240V
- | PTE-AM-5FF-RYGBC | 5025.24 | Tower Light(LED) | PTE | 90mm | AC 90~240V
- | PTE-AMF-102-R | 1773.09 | Tower Light(LED) | PTE | 90mm | AC/DC 24V
- | PTE-AMF-202-RG | 2485.89 | Tower Light(LED) | PTE | 90mm | AC/DC 24V
- | PTE-AMF-302-RYG | 3198.69 | Tower Light(LED) | PTE | 90mm | AC/DC 24V
- | PTE-AMF-402-RYGB | 4009.5 | Tower Light(LED) | PTE | 90mm | AC/DC 24V
- | PTE-AMF-502-RYGBC | 4802.49 | Tower Light(LED) | PTE | 90mm | AC/DC 24V
- | PTE-AMF-1FF-R | 2138.4 | Tower Light(LED) | PTE | 90mm | AC 90~240V
- | PTE-AMF-2FF-RG | 2842.29 | Tower Light(LED) | PTE | 90mm | AC 90~240V
- | PTE-AMF-3FF-RYG | 3555.09 | Tower Light(LED) | PTE | 90mm | AC 90~240V
- | PTE-AMF-4FF-RYGB | 4365.9 | Tower Light(LED) | PTE | 90mm | AC 90~240V
- | PTE-AMF-5FF-RYGBC | 5167.8 | Tower Light(LED) | PTE | 90mm | AC 90~240V
- | PTE-AMB-102-R | 1995.84 | Tower Light(LED) | PTE | 90mm | AC/DC 24V
- | PTE-AMB-202-RG | 2717.55 | Tower Light(LED) | PTE | 90mm | AC/DC 24V
- | PTE-AMB-302-RYG | 3421.44 | Tower Light(LED) | PTE | 90mm | AC/DC 24V
- | PTE-AMB-402-RYGB | 4223.34 | Tower Light(LED) | PTE | 90mm | AC/DC 24V
- | PTE-AMB-1FF-R | 2361.15 | Tower Light(LED) | PTE | 90mm | AC 90~240V
- | PTE-AMB-2FF-RG | 3065.04 | Tower Light(LED) | PTE | 90mm | AC 90~240V
- | PTE-AMB-3FF-RYG | 3786.75 | Tower Light(LED) | PTE | 90mm | AC 90~240V
- | PTE-AMB-4FF-RYGB | 4588.65 | Tower Light(LED) | PTE | 90mm | AC 90~240V
- | PTE-AMV-102-R | 2084.94 | Tower Light(LED) | PTE | 90mm | AC/DC 24V
- | PTE-AMV-202-RG | 2806.65 | Tower Light(LED) | PTE | 90mm | AC/DC 24V
- | PTE-AMV-302-RYG | 3510.54 | Tower Light(LED) | PTE | 90mm | AC/DC 24V
- | PTE-AMV-402-RYGB | 4312.44 | Tower Light(LED) | PTE | 90mm | AC/DC 24V
- | PTE-AMV-1FF-R | 2441.34 | Tower Light(LED) | PTE | 90mm | AC 90~240V
- | PTE-AMV-2FF-RG | 3154.14 | Tower Light(LED) | PTE | 90mm | AC 90~240V
- | PTE-AMV-3FF-RYG | 3875.85 | Tower Light(LED) | PTE | 90mm | AC 90~240V
- | PTE-AMV-4FF-RYGB | 4677.75 | Tower Light(LED) | PTE | 90mm | AC 90~240V
- | PTE-AMZ-102-R | 2138.4 | Tower Light(LED) | PTE | 90mm | AC/DC 24V
- | PTE-AMZ-202-RG | 2842.29 | Tower Light(LED) | PTE | 90mm | AC/DC 24V
- | PTE-AMZ-302-RYG | 3555.09 | Tower Light(LED) | PTE | 90mm | AC/DC 24V
- | PTE-AMZ-402-RYGB | 4365.9 | Tower Light(LED) | PTE | 90mm | AC/DC 24V
- | PTE-AMZ-1FF-R | 2485.89 | Tower Light(LED) | PTE | 90mm | AC 90~240V
- | PTE-AMZ-2FF-RG | 3198.69 | Tower Light(LED) | PTE | 90mm | AC 90~240V
- | PTE-AMZ-3FF-RYG | 3920.4 | Tower Light(LED) | PTE | 90mm | AC 90~240V
- | PTE-AMZ-4FF-RYGB | 4713.39 | Tower Light(LED) | PTE | 90mm | AC 90~240V
- | PTE-AMX-102-R | 2227.5 | Tower Light(LED) | PTE | 90mm | AC/DC 24V
- | PTE-AMX-202-RG | 2931.39 | Tower Light(LED) | PTE | 90mm | AC/DC 24V
- | PTE-AMX-302-RYG | 3644.19 | Tower Light(LED) | PTE | 90mm | AC/DC 24V
- | PTE-AMX-402-RYGB | 4446.09 | Tower Light(LED) | PTE | 90mm | AC/DC 24V
- | PTE-AMX-1FF-R | 2574.99 | Tower Light(LED) | PTE | 90mm | AC 90~240V
- | PTE-AMX-2FF-RG | 3296.7 | Tower Light(LED) | PTE | 90mm | AC 90~240V
- | PTE-AMX-3FF-RYG | 4009.5 | Tower Light(LED) | PTE | 90mm | AC 90~240V
- | PTE-AMX-4FF-RYGB | 4802.49 | Tower Light(LED) | PTE | 90mm | AC 90~240V
- | PTE-AW-102-R | 1621.62 | Tower Light(LED) | PTE | 90mm | AC/DC 24V
- | PTE-AW-202-RG | 2325.51 | Tower Light(LED) | PTE | 90mm | AC/DC 24V
- | PTE-AW-302-RYG | 3047.22 | Tower Light(LED) | PTE | 90mm | AC/DC 24V
- | PTE-AW-402-RYGB | 3840.21 | Tower Light(LED) | PTE | 90mm | AC/DC 24V
- | PTE-AW-502-RYGBC | 4642.11 | Tower Light(LED) | PTE | 90mm | AC/DC 24V
- | PTE-AW-1FF-R | 1969.11 | Tower Light(LED) | PTE | 90mm | AC 90~240V
- | PTE-AW-2FF-RG | 2681.91 | Tower Light(LED) | PTE | 90mm | AC 90~240V
- | PTE-AW-3FF-RYG | 3403.62 | Tower Light(LED) | PTE | 90mm | AC 90~240V
- | PTE-AW-4FF-RYGB | 4196.61 | Tower Light(LED) | PTE | 90mm | AC 90~240V
- | PTE-AW-5FF-RYGBC | 4998.51 | Tower Light(LED) | PTE | 90mm | AC 90~240V
- | PTE-AWF-102-R | 1746.36 | Tower Light(LED) | PTE | 90mm | AC/DC 24V
- | PTE-AWF-202-RG | 2459.16 | Tower Light(LED) | PTE | 90mm | AC/DC 24V
- | PTE-AWF-302-RYG | 3171.96 | Tower Light(LED) | PTE | 90mm | AC/DC 24V
- | PTE-AWF-402-RYGB | 3982.77 | Tower Light(LED) | PTE | 90mm | AC/DC 24V
- | PTE-AWF-502-RYGBC | 4775.76 | Tower Light(LED) | PTE | 90mm | AC/DC 24V
- | PTE-AWF-1FF-R | 2111.67 | Tower Light(LED) | PTE | 90mm | AC 90~240V
- | PTE-AWF-2FF-RG | 2824.47 | Tower Light(LED) | PTE | 90mm | AC 90~240V
- | PTE-AWF-3FF-RYG | 3528.36 | Tower Light(LED) | PTE | 90mm | AC 90~240V
- | PTE-AWF-4FF-RYGB | 4330.26 | Tower Light(LED) | PTE | 90mm | AC 90~240V
- | PTE-AWF-5FF-RYGBC | 5132.16 | Tower Light(LED) | PTE | 90mm | AC 90~240V
- | PTE-AWB-102-R | 1969.11 | Tower Light(LED) | PTE | 90mm | AC/DC 24V
- | PTE-AWB-202-RG | 2681.91 | Tower Light(LED) | PTE | 90mm | AC/DC 24V
- | PTE-AWB-302-RYG | 3403.62 | Tower Light(LED) | PTE | 90mm | AC/DC 24V
- | PTE-AWB-402-RYGB | 4196.61 | Tower Light(LED) | PTE | 90mm | AC/DC 24V
- | PTE-AWB-1FF-R | 2325.51 | Tower Light(LED) | PTE | 90mm | AC 90~240V
- | PTE-AWB-2FF-RG | 3047.22 | Tower Light(LED) | PTE | 90mm | AC 90~240V
- | PTE-AWB-3FF-RYG | 3751.11 | Tower Light(LED) | PTE | 90mm | AC 90~240V
- | PTE-AWB-4FF-RYGB | 4561.92 | Tower Light(LED) | PTE | 90mm | AC 90~240V
- | PTE-AWV-102-R | 2058.21 | Tower Light(LED) | PTE | 90mm | AC/DC 24V
- | PTE-AWV-202-RG | 2771.01 | Tower Light(LED) | PTE | 90mm | AC/DC 24V
- | PTE-AWV-302-RYG | 3492.72 | Tower Light(LED) | PTE | 90mm | AC/DC 24V
- | PTE-AWV-402-RYGB | 4294.62 | Tower Light(LED) | PTE | 90mm | AC/DC 24V
- | PTE-AWV-1FF-R | 2423.52 | Tower Light(LED) | PTE | 90mm | AC 90~240V
- | PTE-AWV-2FF-RG | 3127.41 | Tower Light(LED) | PTE | 90mm | AC 90~240V
- | PTE-AWV-3FF-RYG | 3840.21 | Tower Light(LED) | PTE | 90mm | AC 90~240V
- | PTE-AWV-4FF-RYGB | 4642.11 | Tower Light(LED) | PTE | 90mm | AC 90~240V
- | PTE-AWZ-102-R | 2111.67 | Tower Light(LED) | PTE | 90mm | AC/DC 24V
- | PTE-AWZ-202-RG | 2824.47 | Tower Light(LED) | PTE | 90mm | AC/DC 24V
- | PTE-AWZ-302-RYG | 3528.36 | Tower Light(LED) | PTE | 90mm | AC/DC 24V
- | PTE-AWZ-402-RYGB | 4330.26 | Tower Light(LED) | PTE | 90mm | AC/DC 24V
- | PTE-AWZ-1FF-R | 2459.16 | Tower Light(LED) | PTE | 90mm | AC 90~240V
- | PTE-AWZ-2FF-RG | 3171.96 | Tower Light(LED) | PTE | 90mm | AC 90~240V
- | PTE-AWZ-3FF-RYG | 3884.76 | Tower Light(LED) | PTE | 90mm | AC 90~240V
- | PTE-AWZ-4FF-RYGB | 4695.57 | Tower Light(LED) | PTE | 90mm | AC 90~240V
- | PTE-AWX-102-R | 2191.86 | Tower Light(LED) | PTE | 90mm | AC/DC 24V
- | PTE-AWX-202-RG | 2913.57 | Tower Light(LED) | PTE | 90mm | AC/DC 24V
- | PTE-AWX-302-RYG | 3617.46 | Tower Light(LED) | PTE | 90mm | AC/DC 24V
- | PTE-AWX-402-RYGB | 4419.36 | Tower Light(LED) | PTE | 90mm | AC/DC 24V
- | PTE-AWX-1FF-R | 2548.26 | Tower Light(LED) | PTE | 90mm | AC 90~240V
- | PTE-AWX-2FF-RG | 3261.06 | Tower Light(LED) | PTE | 90mm | AC 90~240V
- | PTE-AWX-3FF-RYG | 3982.77 | Tower Light(LED) | PTE | 90mm | AC 90~240V
- | PTE-AWX-4FF-RYGB | 4775.76 | Tower Light(LED) | PTE | 90mm | AC 90~240V
- | PTE-AJ-102-R | 2138.4 | Tower Light(LED) | PTE | 90mm | AC/DC 24V L=303~343(A)
- | PTE-AJ-202-RG | 2851.2 | Tower Light(LED) | PTE | 90mm | AC/DC 24V L=344~384(A)
- | PTE-AJ-302-RYG | 3564 | Tower Light(LED) | PTE | 90mm | AC/DC 24V L=385~425(A)
- | PTE-AJ-402-RYGB | 4365.9 | Tower Light(LED) | PTE | 90mm | AC/DC 24V L=426~466(A)
- | PTE-AJ-502-RYGBC | 5176.71 | Tower Light(LED) | PTE | 90mm | AC/DC 24V L=467~507(A)
- | PTE-AJ-1FF-R | 2503.71 | Tower Light(LED) | PTE | 90mm | AC 90~240V L=303~343(A)
- | PTE-AJ-2FF-RG | 3216.51 | Tower Light(LED) | PTE | 90mm | AC 90~240V L=344~384(A)
- | PTE-AJ-3FF-RYG | 3920.4 | Tower Light(LED) | PTE | 90mm | AC 90~240V L=385~425(A)
- | PTE-AJ-4FF-RYGB | 4722.3 | Tower Light(LED) | PTE | 90mm | AC 90~240V L=426~466(A)
- | PTE-AJ-5FF-RYGBC | 5524.2 | Tower Light(LED) | PTE | 90mm | AC 90~240V L=467~507(A)
- | PTE-AJF-102-R | 2272.05 | Tower Light(LED) | PTE | 90mm | AC/DC 24V L=303~343(A)
- | PTE-AJF-202-RG | 2993.76 | Tower Light(LED) | PTE | 90mm | AC/DC 24V L=344~384(A)
- | PTE-AJF-302-RYG | 3697.65 | Tower Light(LED) | PTE | 90mm | AC/DC 24V L=385~425(A)
- | PTE-AJF-402-RYGB | 4499.55 | Tower Light(LED) | PTE | 90mm | AC/DC 24V L=426~466(A)
- | PTE-AJF-502-RYGBC | 5301.45 | Tower Light(LED) | PTE | 90mm | AC/DC 24V L=467~507(A)
- | PTE-AJF-1FF-R | 2637.36 | Tower Light(LED) | PTE | 90mm | AC 90~240V L=303~343(A)
- | PTE-AJF-2FF-RG | 3341.25 | Tower Light(LED) | PTE | 90mm | AC 90~240V L=344~384(A)
- | PTE-AJF-3FF-RYG | 4054.05 | Tower Light(LED) | PTE | 90mm | AC 90~240V L=385~425(A)
- | PTE-AJF-4FF-RYGB | 4864.86 | Tower Light(LED) | PTE | 90mm | AC 90~240V L=426~466(A)
- | PTE-AJF-5FF-RYGBC | 5666.76 | Tower Light(LED) | PTE | 90mm | AC 90~240V L=467~507(A)
- | PTE-AJB-102-R | 2503.71 | Tower Light(LED) | PTE | 90mm | AC/DC 24V L=328~368(A)
- | PTE-AJB-202-RG | 3216.51 | Tower Light(LED) | PTE | 90mm | AC/DC 24V L=369~409(A)
- | PTE-AJB-302-RYG | 3920.4 | Tower Light(LED) | PTE | 90mm | AC/DC 24V L=410~450(A)
- | PTE-AJB-402-RYGB | 4722.3 | Tower Light(LED) | PTE | 90mm | AC/DC 24V L=451~491(A)
- | PTE-AJB-1FF-R | 2851.2 | Tower Light(LED) | PTE | 90mm | AC 90~240V L=328~368(A)
- | PTE-AJB-2FF-RG | 3564 | Tower Light(LED) | PTE | 90mm | AC 90~240V L=369~409(A)
- | PTE-AJB-3FF-RYG | 4285.71 | Tower Light(LED) | PTE | 90mm | AC 90~240V L=410~450(A)
- | PTE-AJB-4FF-RYGB | 5087.61 | Tower Light(LED) | PTE | 90mm | AC 90~240V L=451~491(A)
- | PTE-AJV-102-R | 2583.9 | Tower Light(LED) | PTE | 90mm | AC/DC 24V L=328~368(A)
- | PTE-AJV-202-RG | 3305.61 | Tower Light(LED) | PTE | 90mm | AC/DC 24V L=369~409(A)
- | PTE-AJV-302-RYG | 4009.5 | Tower Light(LED) | PTE | 90mm | AC/DC 24V L=410~450(A)
- | PTE-AJV-402-RYGB | 4811.4 | Tower Light(LED) | PTE | 90mm | AC/DC 24V L=451~491(A)
- | PTE-AJV-1FF-R | 2940.3 | Tower Light(LED) | PTE | 90mm | AC 90~240V L=328~368(A)
- | PTE-AJV-2FF-RG | 3653.1 | Tower Light(LED) | PTE | 90mm | AC 90~240V L=369~409(A)
- | PTE-AJV-3FF-RYG | 4365.9 | Tower Light(LED) | PTE | 90mm | AC 90~240V L=410~450(A)
- | PTE-AJV-4FF-RYGB | 5176.71 | Tower Light(LED) | PTE | 90mm | AC 90~240V L=451~491(A)
- | PTE-AJZ-102-R | 2637.36 | Tower Light(LED) | PTE | 90mm | AC 90~240V L=328~368(A)
- | PTE-AJZ-202-RG | 3341.25 | Tower Light(LED) | PTE | 90mm | AC 90~240V L=369~409(A)
- | PTE-AJZ-302-RYG | 4054.05 | Tower Light(LED) | PTE | 90mm | AC 90~240V L=410~450(A)
- | PTE-AJZ-402-RYGB | 4864.86 | Tower Light(LED) | PTE | 90mm | AC 90~240V L=451~491(A)
- | PTE-AJZ-1FF-R | 2993.76 | Tower Light(LED) | PTE | 90mm | AC 90~240V L=328~368(A)
- | PTE-AJZ-2FF-RG | 3697.65 | Tower Light(LED) | PTE | 90mm | AC 90~240V L=369~409(A)
- | PTE-AJZ-3FF-RYG | 4419.36 | Tower Light(LED) | PTE | 90mm | AC 90~240V L=410~450(A)
- | PTE-AJZ-4FF-RYGB | 5212.35 | Tower Light(LED) | PTE | 90mm | AC 90~240V L=451~491(A)
- | PTE-AJX-102-R | 2717.55 | Tower Light(LED) | PTE | 90mm | AC/DC 24V L=328~368(A)
- | PTE-AJX-202-RG | 3430.35 | Tower Light(LED) | PTE | 90mm | AC/DC 24V L=369~409(A)
- | PTE-AJX-302-RYG | 4143.15 | Tower Light(LED) | PTE | 90mm | AC/DC 24V L=410~450(A)
- | PTE-AJX-402-RYGB | 4953.96 | Tower Light(LED) | PTE | 90mm | AC/DC 24V L=451~491(A)
- | PTE-AJX-1FF-R | 3073.95 | Tower Light(LED) | PTE | 90mm | AC 90~240V L=328~368(A)
- | PTE-AJX-2FF-RG | 3795.66 | Tower Light(LED) | PTE | 90mm | AC 90~240V L=369~409(A)
- | PTE-AJX-3FF-RYG | 4499.55 | Tower Light(LED) | PTE | 90mm | AC 90~240V L=410~450(A)
- | PTE-AJX-4FF-RYGB | 5301.45 | Tower Light(LED) | PTE | 90mm | AC 90~240V L=451~491(A)
- | PTE-DG-102-R | 1559.25 | Tower Light(LED) | PTE | 90mm | AC/DC 24V
- | PTE-DG-202-RG | 2272.05 | Tower Light(LED) | PTE | 90mm | AC/DC 24V
- | PTE-DG-302-RYG | 2993.76 | Tower Light(LED) | PTE | 90mm | AC/DC 24V
- | PTE-DG-402-RYGB | 3795.66 | Tower Light(LED) | PTE | 90mm | AC/DC 24V
- | PTE-DG-502-RYGBC | 4588.65 | Tower Light(LED) | PTE | 90mm | AC/DC 24V
- | PTE-DGF-102-R | 1692.9 | Tower Light(LED) | PTE | 90mm | AC/DC 24V
- | PTE-DGF-202-RG | 2414.61 | Tower Light(LED) | PTE | 90mm | AC/DC 24V
- | PTE-DGF-302-RYG | 3118.5 | Tower Light(LED) | PTE | 90mm | AC/DC 24V
- | PTE-DGF-402-RYGB | 3920.4 | Tower Light(LED) | PTE | 90mm | AC/DC 24V
- | PTE-DGF-502-RYGBC | 4722.3 | Tower Light(LED) | PTE | 90mm | AC/DC 24V
- | PTE-DGB-102-R | 1924.56 | Tower Light(LED) | PTE | 90mm | AC/DC 24V
- | PTE-DGB-202-RG | 2637.36 | Tower Light(LED) | PTE | 90mm | AC/DC 24V
- | PTE-DGB-302-RYG | 3341.25 | Tower Light(LED) | PTE | 90mm | AC/DC 24V
- | PTE-DGB-402-RYGB | 4143.15 | Tower Light(LED) | PTE | 90mm | AC/DC 24V
- | PTE-DGV-102-R | 2013.66 | Tower Light(LED) | PTE | 90mm | AC/DC 24V
- | PTE-DGV-202-RG | 2717.55 | Tower Light(LED) | PTE | 90mm | AC/DC 24V
- | PTE-DGV-302-RYG | 3430.35 | Tower Light(LED) | PTE | 90mm | AC/DC 24V
- | PTE-DGV-402-RYGB | 4232.25 | Tower Light(LED) | PTE | 90mm | AC/DC 24V
- | PTE-DGZ-102-R | 2049.3 | Tower Light(LED) | PTE | 90mm | AC/DC 24V
- | PTE-DGZ-202-RG | 2762.1 | Tower Light(LED) | PTE | 90mm | AC/DC 24V
- | PTE-DGZ-302-RYG | 3483.81 | Tower Light(LED) | PTE | 90mm | AC/DC 24V
- | PTE-DGZ-402-RYGB | 4285.71 | Tower Light(LED) | PTE | 90mm | AC/DC 24V
- | PTE-DGX-102-R | 2138.4 | Tower Light(LED) | PTE | 90mm | AC/DC 24V
- | PTE-DGX-202-RG | 2851.2 | Tower Light(LED) | PTE | 90mm | AC/DC 24V
- | PTE-DGX-302-RYG | 3564 | Tower Light(LED) | PTE | 90mm | AC/DC 24V
- | PTE-DGX-402-RYGB | 4365.9 | Tower Light(LED) | PTE | 90mm | AC/DC 24V
- | PTE-DP-102-R | 1541.43 | Tower Light(LED) | PTE | 90mm | AC/DC 24V
- | PTE-DP-202-RG | 2245.32 | Tower Light(LED) | PTE | 90mm | AC/DC 24V
- | PTE-DP-302-RYG | 2958.12 | Tower Light(LED) | PTE | 90mm | AC/DC 24V
- | PTE-DP-402-RYGB | 3760.02 | Tower Light(LED) | PTE | 90mm | AC/DC 24V
- | PTE-DP-502-RYGBC | 4570.83 | Tower Light(LED) | PTE | 90mm | AC/DC 24V
- | PTE-DPF-102-R | 1675.08 | Tower Light(LED) | PTE | 90mm | AC/DC 24V
- | PTE-DPF-202-RG | 2378.97 | Tower Light(LED) | PTE | 90mm | AC/DC 24V
- | PTE-DPF-302-RYG | 3100.68 | Tower Light(LED) | PTE | 90mm | AC/DC 24V
- | PTE-DPF-402-RYGB | 3902.58 | Tower Light(LED) | PTE | 90mm | AC/DC 24V
- | PTE-DPF-502-RYGBC | 4695.57 | Tower Light(LED) | PTE | 90mm | AC/DC 24V
- | PTE-DPB-102-R | 1888.92 | Tower Light(LED) | PTE | 90mm | AC/DC 24V
- | PTE-DPB-202-RG | 2610.63 | Tower Light(LED) | PTE | 90mm | AC/DC 24V
- | PTE-DPB-302-RYG | 3323.43 | Tower Light(LED) | PTE | 90mm | AC/DC 24V
- | PTE-DPB-402-RYGB | 4116.42 | Tower Light(LED) | PTE | 90mm | AC/DC 24V
- | PTE-DPV-102-R | 1978.02 | Tower Light(LED) | PTE | 90mm | AC/DC 24V
- | PTE-DPV-202-RG | 2699.73 | Tower Light(LED) | PTE | 90mm | AC/DC 24V
- | PTE-DPV-302-RYG | 3403.62 | Tower Light(LED) | PTE | 90mm | AC/DC 24V
- | PTE-DPV-402-RYGB | 4214.43 | Tower Light(LED) | PTE | 90mm | AC/DC 24V
- | PTE-DPZ-102-R | 2031.48 | Tower Light(LED) | PTE | 90mm | AC/DC 24V
- | PTE-DPZ-202-RG | 2735.37 | Tower Light(LED) | PTE | 90mm | AC/DC 24V
- | PTE-DPZ-302-RYG | 3448.17 | Tower Light(LED) | PTE | 90mm | AC/DC 24V
- | PTE-DPZ-402-RYGB | 4250.07 | Tower Light(LED) | PTE | 90mm | AC/DC 24V
- | PTE-DPX-102-R | 2120.58 | Tower Light(LED) | PTE | 90mm | AC/DC 24V
- | PTE-DPX-202-RG | 2824.47 | Tower Light(LED) | PTE | 90mm | AC/DC 24V
- | PTE-DPX-302-RYG | 3537.27 | Tower Light(LED) | PTE | 90mm | AC/DC 24V
- | PTE-DPX-402-RYGB | 4339.17 | Tower Light(LED) | PTE | 90mm | AC/DC 24V
- | PTE-DR-102-R | 2084.94 | Tower Light(LED) | PTE | 90mm | AC/DC 24V
- | PTE-DR-202-RG | 2806.65 | Tower Light(LED) | PTE | 90mm | AC/DC 24V
- | PTE-DR-302-RYG | 3510.54 | Tower Light(LED) | PTE | 90mm | AC/DC 24V
- | PTE-DR-402-RYGB | 4312.44 | Tower Light(LED) | PTE | 90mm | AC/DC 24V
- | PTE-DR-502-RYGBC | 5114.34 | Tower Light(LED) | PTE | 90mm | AC/DC 24V
- | PTE-DRF-102-R | 2227.5 | Tower Light(LED) | PTE | 90mm | AC/DC 24V
- | PTE-DRF-202-RG | 2931.39 | Tower Light(LED) | PTE | 90mm | AC/DC 24V
- | PTE-DRF-302-RYG | 3644.19 | Tower Light(LED) | PTE | 90mm | AC/DC 24V
- | PTE-DRF-402-RYGB | 4446.09 | Tower Light(LED) | PTE | 90mm | AC/DC 24V
- | PTE-DRF-502-RYGBC | 5256.9 | Tower Light(LED) | PTE | 90mm | AC/DC 24V
- | PTE-DRB-102-R | 2441.34 | Tower Light(LED) | PTE | 90mm | AC/DC 24V
- | PTE-DRB-202-RG | 3154.14 | Tower Light(LED) | PTE | 90mm | AC/DC 24V
- | PTE-DRB-302-RYG | 3875.85 | Tower Light(LED) | PTE | 90mm | AC/DC 24V
- | PTE-DRB-402-RYGB | 4677.75 | Tower Light(LED) | PTE | 90mm | AC/DC 24V
- | PTE-DRV-102-R | 2530.44 | Tower Light(LED) | PTE | 90mm | AC/DC 24V
- | PTE-DRV-202-RG | 3243.24 | Tower Light(LED) | PTE | 90mm | AC/DC 24V
- | PTE-DRV-302-RYG | 3956.04 | Tower Light(LED) | PTE | 90mm | AC/DC 24V
- | PTE-DRV-402-RYGB | 4766.85 | Tower Light(LED) | PTE | 90mm | AC/DC 24V
- | PTE-DRZ-102-R | 2574.99 | Tower Light(LED) | PTE | 90mm | AC/DC 24V
- | PTE-DRZ-202-RG | 3296.7 | Tower Light(LED) | PTE | 90mm | AC/DC 24V
- | PTE-DRZ-302-RYG | 4009.5 | Tower Light(LED) | PTE | 90mm | AC/DC 24V
- | PTE-DRZ-402-RYGB | 4802.49 | Tower Light(LED) | PTE | 90mm | AC/DC 24V
- | PTE-DRX-102-R | 2664.09 | Tower Light(LED) | PTE | 90mm | AC/DC 24V
- | PTE-DRX-202-RG | 3385.8 | Tower Light(LED) | PTE | 90mm | AC/DC 24V
- | PTE-DRX-302-RYG | 4089.69 | Tower Light(LED) | PTE | 90mm | AC/DC 24V
- | PTE-DRX-402-RYGB | 4900.5 | Tower Light(LED) | PTE | 90mm | AC/DC 24V
- | PTE-DM-102-R | 1550.34 | Tower Light(LED) | PTE | 90mm | AC/DC 24V
- | PTE-DM-202-RG | 2254.23 | Tower Light(LED) | PTE | 90mm | AC/DC 24V
- | PTE-DM-302-RYG | 2967.03 | Tower Light(LED) | PTE | 90mm | AC/DC 24V
- | PTE-DM-402-RYGB | 3777.84 | Tower Light(LED) | PTE | 90mm | AC/DC 24V
- | PTE-DM-502-RYGBC | 4570.83 | Tower Light(LED) | PTE | 90mm | AC/DC 24V
- | PTE-DMF-102-R | 1675.08 | Tower Light(LED) | PTE | 90mm | AC/DC 24V
- | PTE-DMF-202-RG | 2387.88 | Tower Light(LED) | PTE | 90mm | AC/DC 24V
- | PTE-DMF-302-RYG | 3109.59 | Tower Light(LED) | PTE | 90mm | AC/DC 24V
- | PTE-DMF-402-RYGB | 3902.58 | Tower Light(LED) | PTE | 90mm | AC/DC 24V
- | PTE-DMF-502-RYGBC | 4704.48 | Tower Light(LED) | PTE | 90mm | AC/DC 24V
- | PTE-DMB-102-R | 1897.83 | Tower Light(LED) | PTE | 90mm | AC/DC 24V
- | PTE-DMB-202-RG | 2619.54 | Tower Light(LED) | PTE | 90mm | AC/DC 24V
- | PTE-DMB-302-RYG | 3323.43 | Tower Light(LED) | PTE | 90mm | AC/DC 24V
- | PTE-DMB-402-RYGB | 4125.33 | Tower Light(LED) | PTE | 90mm | AC/DC 24V
- | PTE-DMV-102-R | 1986.93 | Tower Light(LED) | PTE | 90mm | AC/DC 24V
- | PTE-DMV-202-RG | 2708.64 | Tower Light(LED) | PTE | 90mm | AC/DC 24V
- | PTE-DMV-302-RYG | 3421.44 | Tower Light(LED) | PTE | 90mm | AC/DC 24V
- | PTE-DMV-402-RYGB | 4214.43 | Tower Light(LED) | PTE | 90mm | AC/DC 24V
- | PTE-DMZ-102-R | 2031.48 | Tower Light(LED) | PTE | 90mm | AC/DC 24V
- | PTE-DMZ-202-RG | 2744.28 | Tower Light(LED) | PTE | 90mm | AC/DC 24V
- | PTE-DMZ-302-RYG | 3457.08 | Tower Light(LED) | PTE | 90mm | AC/DC 24V
- | PTE-DMZ-402-RYGB | 4267.89 | Tower Light(LED) | PTE | 90mm | AC/DC 24V
- | PTE-DMX-102-R | 2120.58 | Tower Light(LED) | PTE | 90mm | AC/DC 24V
- | PTE-DMX-202-RG | 2842.29 | Tower Light(LED) | PTE | 90mm | AC/DC 24V
- | PTE-DMX-302-RYG | 3546.18 | Tower Light(LED) | PTE | 90mm | AC/DC 24V
- | PTE-DMX-402-RYGB | 4348.08 | Tower Light(LED) | PTE | 90mm | AC/DC 24V
- | PTE-DW-102-R | 1523.61 | Tower Light(LED) | PTE | 90mm | AC/DC 24V
- | PTE-DW-202-RG | 2236.41 | Tower Light(LED) | PTE | 90mm | AC/DC 24V
- | PTE-DW-302-RYG | 2940.3 | Tower Light(LED) | PTE | 90mm | AC/DC 24V
- | PTE-DW-402-RYGB | 3742.2 | Tower Light(LED) | PTE | 90mm | AC/DC 24V
- | PTE-DW-502-RYGBC | 4544.1 | Tower Light(LED) | PTE | 90mm | AC/DC 24V
- | PTE-DWF-102-R | 1657.26 | Tower Light(LED) | PTE | 90mm | AC/DC 24V
- | PTE-DWF-202-RG | 2361.15 | Tower Light(LED) | PTE | 90mm | AC/DC 24V
- | PTE-DWF-302-RYG | 3073.95 | Tower Light(LED) | PTE | 90mm | AC/DC 24V
- | PTE-DWF-402-RYGB | 3884.76 | Tower Light(LED) | PTE | 90mm | AC/DC 24V
- | PTE-DWF-502-RYGBC | 4677.75 | Tower Light(LED) | PTE | 90mm | AC/DC 24V
- | PTE-DWB-102-R | 1871.1 | Tower Light(LED) | PTE | 90mm | AC/DC 24V
- | PTE-DWB-202-RG | 2583.9 | Tower Light(LED) | PTE | 90mm | AC/DC 24V
- | PTE-DWB-302-RYG | 3305.61 | Tower Light(LED) | PTE | 90mm | AC/DC 24V
- | PTE-DWB-402-RYGB | 4107.51 | Tower Light(LED) | PTE | 90mm | AC/DC 24V
- | PTE-DWV-102-R | 1960.2 | Tower Light(LED) | PTE | 90mm | AC/DC 24V
- | PTE-DWV-202-RG | 2673 | Tower Light(LED) | PTE | 90mm | AC/DC 24V
- | PTE-DWV-302-RYG | 3394.71 | Tower Light(LED) | PTE | 90mm | AC/DC 24V
- | PTE-DWV-402-RYGB | 4196.61 | Tower Light(LED) | PTE | 90mm | AC/DC 24V
- | PTE-DWZ-102-R | 2013.66 | Tower Light(LED) | PTE | 90mm | AC/DC 24V
- | PTE-DWZ-202-RG | 2717.55 | Tower Light(LED) | PTE | 90mm | AC/DC 24V
- | PTE-DWZ-302-RYG | 3430.35 | Tower Light(LED) | PTE | 90mm | AC/DC 24V
- | PTE-DWZ-402-RYGB | 4232.25 | Tower Light(LED) | PTE | 90mm | AC/DC 24V
- | PTE-DWX-102-R | 2093.85 | Tower Light(LED) | PTE | 90mm | AC/DC 24V
- | PTE-DWX-202-RG | 2806.65 | Tower Light(LED) | PTE | 90mm | AC/DC 24V
- | PTE-DWX-302-RYG | 3528.36 | Tower Light(LED) | PTE | 90mm | AC/DC 24V
- | PTE-DWX-402-RYGB | 4321.35 | Tower Light(LED) | PTE | 90mm | AC/DC 24V
- | PTE-DJ-102-R | 1995.84 | Tower Light(LED) | PTE | 90mm | AC/DC 24V L=236~276(A)
- | PTE-DJ-202-RG | 2717.55 | Tower Light(LED) | PTE | 90mm | AC/DC 24V L=277~317(A)
- | PTE-DJ-302-RYG | 3421.44 | Tower Light(LED) | PTE | 90mm | AC/DC 24V L=318~358(A)
- | PTE-DJ-402-RYGB | 4223.34 | Tower Light(LED) | PTE | 90mm | AC/DC 24V L=359~399(A)
- | PTE-DJ-502-RYGBC | 5025.24 | Tower Light(LED) | PTE | 90mm | AC/DC 24V L=400~440(A)
- | PTE-DJF-102-R | 2138.4 | Tower Light(LED) | PTE | 90mm | AC/DC 24V L=236~276(A)
- | PTE-DJF-202-RG | 2842.29 | Tower Light(LED) | PTE | 90mm | AC/DC 24V L=277~317(A)
- | PTE-DJF-302-RYG | 3555.09 | Tower Light(LED) | PTE | 90mm | AC/DC 24V L=318~358(A)
- | PTE-DJF-402-RYGB | 4365.9 | Tower Light(LED) | PTE | 90mm | AC/DC 24V L=359~399(A)
- | PTE-DJF-502-RYGBC | 5167.8 | Tower Light(LED) | PTE | 90mm | AC/DC 24V L=400~440(A)
- | PTE-DJB-102-R | 2361.15 | Tower Light(LED) | PTE | 90mm | AC/DC 24V L=261~301(A)
- | PTE-DJB-202-RG | 3065.04 | Tower Light(LED) | PTE | 90mm | AC/DC 24V L=302~342(A)
- | PTE-DJB-302-RYG | 3786.75 | Tower Light(LED) | PTE | 90mm | AC/DC 24V L=343~383(A)
- | PTE-DJB-402-RYGB | 4588.65 | Tower Light(LED) | PTE | 90mm | AC/DC 24V L=384~424(A)
- | PTE-DJV-102-R | 2441.34 | Tower Light(LED) | PTE | 90mm | AC/DC 24V L=261~301(A)
- | PTE-DJV-202-RG | 3154.14 | Tower Light(LED) | PTE | 90mm | AC/DC 24V L=302~342(A)
- | PTE-DJV-302-RYG | 3875.85 | Tower Light(LED) | PTE | 90mm | AC/DC 24V L=343~383(A)
- | PTE-DJV-402-RYGB | 4677.75 | Tower Light(LED) | PTE | 90mm | AC/DC 24V L=384~424(A)
- | PTE-DJZ-102-R | 2485.89 | Tower Light(LED) | PTE | 90mm | AC/DC 24V L=261~301(A)
- | PTE-DJZ-202-RG | 3198.69 | Tower Light(LED) | PTE | 90mm | AC/DC 24V L=302~342(A)
- | PTE-DJZ-302-RYG | 3920.4 | Tower Light(LED) | PTE | 90mm | AC/DC 24V L=343~383(A)
- | PTE-DJZ-402-RYGB | 4713.39 | Tower Light(LED) | PTE | 90mm | AC/DC 24V L=384~424(A)
- | PTE-DJX-102-R | 2574.99 | Tower Light(LED) | PTE | 90mm | AC/DC 24V L=261~301(A)
- | PTE-DJX-202-RG | 3296.7 | Tower Light(LED) | PTE | 90mm | AC/DC 24V L=302~342(A)
- | PTE-DJX-302-RYG | 4009.5 | Tower Light(LED) | PTE | 90mm | AC/DC 24V L=343~383(A)
- | PTE-DJX-402-RYGB | 4802.49 | Tower Light(LED) | PTE | 90mm | AC/DC 24V L=384~424(A)
- | PTE-TC-102-R | 2468.07 | Tower Light(LED) | PTE | 90mm | AC/DC 24V
- | PTE-TC-202-RG | 3189.78 | Tower Light(LED) | PTE | 90mm | AC/DC 24V
- | PTE-TC-302-RYG | 3902.58 | Tower Light(LED) | PTE | 90mm | AC/DC 24V
- | PTE-TC-402-RYGB | 4695.57 | Tower Light(LED) | PTE | 90mm | AC/DC 24V
- | PTE-TC-502-RYGBC | 5497.47 | Tower Light(LED) | PTE | 90mm | AC/DC 24V
- | PTE-TC-1FF-R | 2824.47 | Tower Light(LED) | PTE | 90mm | AC 90~240V
- | PTE-TC-2FF-RG | 3537.27 | Tower Light(LED) | PTE | 90mm | AC 90~240V
- | PTE-TC-3FF-RYG | 4250.07 | Tower Light(LED) | PTE | 90mm | AC 90~240V
- | PTE-TC-4FF-RYGB | 5051.97 | Tower Light(LED) | PTE | 90mm | AC 90~240V
- | PTE-TC-5FF-RYGBC | 5862.78 | Tower Light(LED) | PTE | 90mm | AC 90~240V
- | PTE-TCF-102-R | 2610.63 | Tower Light(LED) | PTE | 90mm | AC/DC 24V
- | PTE-TCF-202-RG | 3323.43 | Tower Light(LED) | PTE | 90mm | AC/DC 24V
- | PTE-TCF-302-RYG | 4027.32 | Tower Light(LED) | PTE | 90mm | AC/DC 24V
- | PTE-TCF-402-RYGB | 4829.22 | Tower Light(LED) | PTE | 90mm | AC/DC 24V
- | PTE-TCF-502-RYGBC | 5640.03 | Tower Light(LED) | PTE | 90mm | AC/DC 24V
- | PTE-TCF-1FF-R | 2958.12 | Tower Light(LED) | PTE | 90mm | AC 90~240V
- | PTE-TCF-2FF-RG | 3679.83 | Tower Light(LED) | PTE | 90mm | AC 90~240V
- | PTE-TCF-3FF-RYG | 4383.72 | Tower Light(LED) | PTE | 90mm | AC 90~240V
- | PTE-TCF-4FF-RYGB | 5185.62 | Tower Light(LED) | PTE | 90mm | AC 90~240V
- | PTE-TCF-5FF-RYGBC | 5987.52 | Tower Light(LED) | PTE | 90mm | AC 90~240V
- | PTE-TCB-102-R | 2824.47 | Tower Light(LED) | PTE | 90mm | AC/DC 24V
- | PTE-TCB-202-RG | 3537.27 | Tower Light(LED) | PTE | 90mm | AC/DC 24V
- | PTE-TCB-302-RYG | 4250.07 | Tower Light(LED) | PTE | 90mm | AC/DC 24V
- | PTE-TCB-402-RYGB | 5051.97 | Tower Light(LED) | PTE | 90mm | AC/DC 24V
- | PTE-TCB-1FF-R | 3189.78 | Tower Light(LED) | PTE | 90mm | AC 90~240V
- | PTE-TCB-2FF-RG | 3902.58 | Tower Light(LED) | PTE | 90mm | AC 90~240V
- | PTE-TCB-3FF-RYG | 4606.47 | Tower Light(LED) | PTE | 90mm | AC 90~240V
- | PTE-TCB-4FF-RYGB | 5408.37 | Tower Light(LED) | PTE | 90mm | AC 90~240V
- | PTE-TCV-102-R | 2922.48 | Tower Light(LED) | PTE | 90mm | AC/DC 24V
- | PTE-TCV-202-RG | 3626.37 | Tower Light(LED) | PTE | 90mm | AC/DC 24V
- | PTE-TCV-302-RYG | 4339.17 | Tower Light(LED) | PTE | 90mm | AC/DC 24V
- | PTE-TCV-402-RYGB | 5149.98 | Tower Light(LED) | PTE | 90mm | AC/DC 24V
- | PTE-TCV-1FF-R | 3269.97 | Tower Light(LED) | PTE | 90mm | AC 90~240V
- | PTE-TCV-2FF-RG | 3991.68 | Tower Light(LED) | PTE | 90mm | AC 90~240V
- | PTE-TCV-3FF-RYG | 4695.57 | Tower Light(LED) | PTE | 90mm | AC 90~240V
- | PTE-TCV-4FF-RYGB | 5497.47 | Tower Light(LED) | PTE | 90mm | AC 90~240V
- | PTE-TCZ-102-R | 2958.12 | Tower Light(LED) | PTE | 90mm | AC/DC 24V
- | PTE-TCZ-202-RG | 3679.83 | Tower Light(LED) | PTE | 90mm | AC/DC 24V
- | PTE-TCZ-302-RYG | 4383.72 | Tower Light(LED) | PTE | 90mm | AC/DC 24V
- | PTE-TCZ-402-RYGB | 5185.62 | Tower Light(LED) | PTE | 90mm | AC/DC 24V
- | PTE-TCZ-1FF-R | 3323.43 | Tower Light(LED) | PTE | 90mm | AC 90~240V
- | PTE-TCZ-2FF-RG | 4027.32 | Tower Light(LED) | PTE | 90mm | AC 90~240V
- | PTE-TCZ-3FF-RYG | 4740.12 | Tower Light(LED) | PTE | 90mm | AC 90~240V
- | PTE-TCZ-4FF-RYGB | 5550.93 | Tower Light(LED) | PTE | 90mm | AC 90~240V
- | PTE-TCX-102-R | 3047.22 | Tower Light(LED) | PTE | 90mm | AC/DC 24V
- | PTE-TCX-202-RG | 3760.02 | Tower Light(LED) | PTE | 90mm | AC/DC 24V
- | PTE-TCX-302-RYG | 4481.73 | Tower Light(LED) | PTE | 90mm | AC/DC 24V
- | PTE-TCX-402-RYGB | 5274.72 | Tower Light(LED) | PTE | 90mm | AC/DC 24V
- | PTE-TCX-1FF-R | 3403.62 | Tower Light(LED) | PTE | 90mm | AC 90~240V
- | PTE-TCX-2FF-RG | 4116.42 | Tower Light(LED) | PTE | 90mm | AC 90~240V
- | PTE-TCX-3FF-RYG | 4829.22 | Tower Light(LED) | PTE | 90mm | AC 90~240V
- | PTE-TCX-4FF-RYGB | 5640.03 | Tower Light(LED) | PTE | 90mm | AC 90~240V
- | PTE-TG-102-R | 2574.99 | Tower Light(LED) | PTE | 90mm | AC/DC 24V
- | PTE-TG-202-RG | 3287.79 | Tower Light(LED) | PTE | 90mm | AC/DC 24V
- | PTE-TG-302-RYG | 4000.59 | Tower Light(LED) | PTE | 90mm | AC/DC 24V
- | PTE-TG-402-RYGB | 4802.49 | Tower Light(LED) | PTE | 90mm | AC/DC 24V
- | PTE-TG-502-RYGBC | 5595.48 | Tower Light(LED) | PTE | 90mm | AC/DC 24V
- | PTE-TG-1FF-R | 2931.39 | Tower Light(LED) | PTE | 90mm | AC 90~240V
- | PTE-TG-2FF-RG | 3644.19 | Tower Light(LED) | PTE | 90mm | AC 90~240V
- | PTE-TG-3FF-RYG | 4348.08 | Tower Light(LED) | PTE | 90mm | AC 90~240V
- | PTE-TG-4FF-RYGB | 5158.89 | Tower Light(LED) | PTE | 90mm | AC 90~240V
- | PTE-TG-5FF-RYGBC | 5960.79 | Tower Light(LED) | PTE | 90mm | AC 90~240V
- | PTE-TGF-102-R | 2708.64 | Tower Light(LED) | PTE | 90mm | AC/DC 24V
- | PTE-TGF-202-RG | 3421.44 | Tower Light(LED) | PTE | 90mm | AC/DC 24V
- | PTE-TGF-302-RYG | 4134.24 | Tower Light(LED) | PTE | 90mm | AC/DC 24V
- | PTE-TGF-402-RYGB | 4927.23 | Tower Light(LED) | PTE | 90mm | AC/DC 24V
- | PTE-TGF-502-RYGBC | 5738.04 | Tower Light(LED) | PTE | 90mm | AC/DC 24V
- | PTE-TGF-1FF-R | 3056.13 | Tower Light(LED) | PTE | 90mm | AC 90~240V
- | PTE-TGF-2FF-RG | 3777.84 | Tower Light(LED) | PTE | 90mm | AC 90~240V
- | PTE-TGF-3FF-RYG | 4490.64 | Tower Light(LED) | PTE | 90mm | AC 90~240V
- | PTE-TGF-4FF-RYGB | 5292.54 | Tower Light(LED) | PTE | 90mm | AC 90~240V
- | PTE-TGF-5FF-RYGBC | 6094.44 | Tower Light(LED) | PTE | 90mm | AC 90~240V
- | PTE-TGB-102-R | 2931.39 | Tower Light(LED) | PTE | 90mm | AC/DC 24V
- | PTE-TGB-202-RG | 3644.19 | Tower Light(LED) | PTE | 90mm | AC/DC 24V
- | PTE-TGB-302-RYG | 4348.08 | Tower Light(LED) | PTE | 90mm | AC/DC 24V
- | PTE-TGB-402-RYGB | 5158.89 | Tower Light(LED) | PTE | 90mm | AC/DC 24V
- | PTE-TGB-1FF-R | 3287.79 | Tower Light(LED) | PTE | 90mm | AC 90~240V
- | PTE-TGB-2FF-RG | 4000.59 | Tower Light(LED) | PTE | 90mm | AC 90~240V
- | PTE-TGB-3FF-RYG | 4704.48 | Tower Light(LED) | PTE | 90mm | AC 90~240V
- | PTE-TGB-4FF-RYGB | 5515.29 | Tower Light(LED) | PTE | 90mm | AC 90~240V
- | PTE-TGV-102-R | 3020.49 | Tower Light(LED) | PTE | 90mm | AC/DC 24V
- | PTE-TGV-202-RG | 3733.29 | Tower Light(LED) | PTE | 90mm | AC/DC 24V
- | PTE-TGV-302-RYG | 4446.09 | Tower Light(LED) | PTE | 90mm | AC/DC 24V
- | PTE-TGV-402-RYGB | 5247.99 | Tower Light(LED) | PTE | 90mm | AC/DC 24V
- | PTE-TGV-1FF-R | 3367.98 | Tower Light(LED) | PTE | 90mm | AC 90~240V
- | PTE-TGV-2FF-RG | 4089.69 | Tower Light(LED) | PTE | 90mm | AC 90~240V
- | PTE-TGV-3FF-RYG | 4802.49 | Tower Light(LED) | PTE | 90mm | AC 90~240V
- | PTE-TGV-4FF-RYGB | 5595.48 | Tower Light(LED) | PTE | 90mm | AC 90~240V
- | PTE-TGZ-102-R | 3056.13 | Tower Light(LED) | PTE | 90mm | AC/DC 24V
- | PTE-TGZ-202-RG | 3777.84 | Tower Light(LED) | PTE | 90mm | AC/DC 24V
- | PTE-TGZ-302-RYG | 4490.64 | Tower Light(LED) | PTE | 90mm | AC/DC 24V
- | PTE-TGZ-402-RYGB | 5292.54 | Tower Light(LED) | PTE | 90mm | AC/DC 24V
- | PTE-TGZ-1FF-R | 3421.44 | Tower Light(LED) | PTE | 90mm | AC 90~240V
- | PTE-TGZ-2FF-RG | 4134.24 | Tower Light(LED) | PTE | 90mm | AC 90~240V
- | PTE-TGZ-3FF-RYG | 4838.13 | Tower Light(LED) | PTE | 90mm | AC 90~240V
- | PTE-TGZ-4FF-RYGB | 5648.94 | Tower Light(LED) | PTE | 90mm | AC 90~240V
- | PTE-TGX-102-R | 3145.23 | Tower Light(LED) | PTE | 90mm | AC/DC 24V
- | PTE-TGX-202-RG | 3875.85 | Tower Light(LED) | PTE | 90mm | AC/DC 24V
- | PTE-TGX-302-RYG | 4579.74 | Tower Light(LED) | PTE | 90mm | AC/DC 24V
- | PTE-TGX-402-RYGB | 5381.64 | Tower Light(LED) | PTE | 90mm | AC/DC 24V
- | PTE-TGX-1FF-R | 3510.54 | Tower Light(LED) | PTE | 90mm | AC 90~240V
- | PTE-TGX-2FF-RG | 4223.34 | Tower Light(LED) | PTE | 90mm | AC 90~240V
- | PTE-TGX-3FF-RYG | 4927.23 | Tower Light(LED) | PTE | 90mm | AC 90~240V
- | PTE-TGX-4FF-RYGB | 5738.04 | Tower Light(LED) | PTE | 90mm | AC 90~240V
- | PTE-TP-102-R | 2548.26 | Tower Light(LED) | PTE | 90mm | AC/DC 24V
- | PTE-TP-202-RG | 3261.06 | Tower Light(LED) | PTE | 90mm | AC/DC 24V
- | PTE-TP-302-RYG | 3982.77 | Tower Light(LED) | PTE | 90mm | AC/DC 24V
- | PTE-TP-402-RYGB | 4775.76 | Tower Light(LED) | PTE | 90mm | AC/DC 24V
- | PTE-TP-502-RYGBC | 5586.57 | Tower Light(LED) | PTE | 90mm | AC/DC 24V
- | PTE-TP-1FF-R | 2913.57 | Tower Light(LED) | PTE | 90mm | AC 90~240V
- | PTE-TP-2FF-RG | 3617.46 | Tower Light(LED) | PTE | 90mm | AC 90~240V
- | PTE-TP-3FF-RYG | 4330.26 | Tower Light(LED) | PTE | 90mm | AC 90~240V
- | PTE-TP-4FF-RYGB | 5132.16 | Tower Light(LED) | PTE | 90mm | AC 90~240V
- | PTE-TP-5FF-RYGBC | 5942.97 | Tower Light(LED) | PTE | 90mm | AC 90~240V
- | PTE-TPF-102-R | 2681.91 | Tower Light(LED) | PTE | 90mm | AC/DC 24V
- | PTE-TPF-202-RG | 3403.62 | Tower Light(LED) | PTE | 90mm | AC/DC 24V
- | PTE-TPF-302-RYG | 4107.51 | Tower Light(LED) | PTE | 90mm | AC/DC 24V
- | PTE-TPF-402-RYGB | 4909.41 | Tower Light(LED) | PTE | 90mm | AC/DC 24V
- | PTE-TPF-502-RYGBC | 5711.31 | Tower Light(LED) | PTE | 90mm | AC/DC 24V
- | PTE-TPF-1FF-R | 3047.22 | Tower Light(LED) | PTE | 90mm | AC 90~240V
- | PTE-TPF-2FF-RG | 3751.11 | Tower Light(LED) | PTE | 90mm | AC 90~240V
- | PTE-TPF-3FF-RYG | 4472.82 | Tower Light(LED) | PTE | 90mm | AC 90~240V
- | PTE-TPF-4FF-RYGB | 5274.72 | Tower Light(LED) | PTE | 90mm | AC 90~240V
- | PTE-TPF-5FF-RYGBC | 6067.71 | Tower Light(LED) | PTE | 90mm | AC 90~240V
- | PTE-TPB-102-R | 2913.57 | Tower Light(LED) | PTE | 90mm | AC/DC 24V
- | PTE-TPB-202-RG | 3617.46 | Tower Light(LED) | PTE | 90mm | AC/DC 24V
- | PTE-TPB-302-RYG | 4330.26 | Tower Light(LED) | PTE | 90mm | AC/DC 24V
- | PTE-TPB-402-RYGB | 5132.16 | Tower Light(LED) | PTE | 90mm | AC/DC 24V
- | PTE-TPB-1FF-R | 3261.06 | Tower Light(LED) | PTE | 90mm | AC 90~240V
- | PTE-TPB-2FF-RG | 3982.77 | Tower Light(LED) | PTE | 90mm | AC 90~240V
- | PTE-TPB-3FF-RYG | 4695.57 | Tower Light(LED) | PTE | 90mm | AC 90~240V
- | PTE-TPB-4FF-RYGB | 5488.56 | Tower Light(LED) | PTE | 90mm | AC 90~240V
- | PTE-TPV-102-R | 2993.76 | Tower Light(LED) | PTE | 90mm | AC/DC 24V
- | PTE-TPV-202-RG | 3715.47 | Tower Light(LED) | PTE | 90mm | AC/DC 24V
- | PTE-TPV-302-RYG | 4419.36 | Tower Light(LED) | PTE | 90mm | AC/DC 24V
- | PTE-TPV-402-RYGB | 5221.26 | Tower Light(LED) | PTE | 90mm | AC/DC 24V
- | PTE-TPV-1FF-R | 3350.16 | Tower Light(LED) | PTE | 90mm | AC 90~240V
- | PTE-TPV-2FF-RG | 4071.87 | Tower Light(LED) | PTE | 90mm | AC 90~240V
- | PTE-TPV-3FF-RYG | 4775.76 | Tower Light(LED) | PTE | 90mm | AC 90~240V
- | PTE-TPV-4FF-RYGB | 5586.57 | Tower Light(LED) | PTE | 90mm | AC 90~240V
- | PTE-TPZ-102-R | 3047.22 | Tower Light(LED) | PTE | 90mm | AC/DC 24V
- | PTE-TPZ-202-RG | 3751.11 | Tower Light(LED) | PTE | 90mm | AC/DC 24V
- | PTE-TPZ-302-RYG | 4472.82 | Tower Light(LED) | PTE | 90mm | AC/DC 24V
- | PTE-TPZ-402-RYGB | 5274.72 | Tower Light(LED) | PTE | 90mm | AC/DC 24V
- | PTE-TPZ-1FF-R | 3403.62 | Tower Light(LED) | PTE | 90mm | AC 90~240V
- | PTE-TPZ-2FF-RG | 4107.51 | Tower Light(LED) | PTE | 90mm | AC 90~240V
- | PTE-TPZ-3FF-RYG | 4820.31 | Tower Light(LED) | PTE | 90mm | AC 90~240V
- | PTE-TPZ-4FF-RYGB | 5622.21 | Tower Light(LED) | PTE | 90mm | AC 90~240V
- | PTE-TPX-102-R | 3127.41 | Tower Light(LED) | PTE | 90mm | AC/DC 24V
- | PTE-TPX-202-RG | 3840.21 | Tower Light(LED) | PTE | 90mm | AC/DC 24V
- | PTE-TPX-302-RYG | 4561.92 | Tower Light(LED) | PTE | 90mm | AC/DC 24V
- | PTE-TPX-402-RYGB | 5363.82 | Tower Light(LED) | PTE | 90mm | AC/DC 24V
- | PTE-TPX-1FF-R | 3492.72 | Tower Light(LED) | PTE | 90mm | AC 90~240V
- | PTE-TPX-2FF-RG | 4196.61 | Tower Light(LED) | PTE | 90mm | AC 90~240V
- | PTE-TPX-3FF-RYG | 4909.41 | Tower Light(LED) | PTE | 90mm | AC 90~240V
- | PTE-TPX-4FF-RYGB | 5711.31 | Tower Light(LED) | PTE | 90mm | AC 90~240V
- | PTE-TR-102-R | 2993.76 | Tower Light(LED) | PTE | 90mm | AC/DC 24V
- | PTE-TR-202-RG | 3697.65 | Tower Light(LED) | PTE | 90mm | AC/DC 24V
- | PTE-TR-302-RYG | 4419.36 | Tower Light(LED) | PTE | 90mm | AC/DC 24V
- | PTE-TR-402-RYGB | 5212.35 | Tower Light(LED) | PTE | 90mm | AC/DC 24V
- | PTE-TR-502-RYGBC | 6014.25 | Tower Light(LED) | PTE | 90mm | AC/DC 24V
- | PTE-TR-1FF-R | 3341.25 | Tower Light(LED) | PTE | 90mm | AC 90~240V
- | PTE-TR-2FF-RG | 4054.05 | Tower Light(LED) | PTE | 90mm | AC 90~240V
- | PTE-TR-3FF-RYG | 4775.76 | Tower Light(LED) | PTE | 90mm | AC 90~240V
- | PTE-TR-4FF-RYGB | 5568.75 | Tower Light(LED) | PTE | 90mm | AC 90~240V
- | PTE-TR-5FF-RYGBC | 6370.65 | Tower Light(LED) | PTE | 90mm | AC 90~240V
- | PTE-TRF-102-R | 3118.5 | Tower Light(LED) | PTE | 90mm | AC/DC 24V
- | PTE-TRF-202-RG | 3831.3 | Tower Light(LED) | PTE | 90mm | AC/DC 24V
- | PTE-TRF-302-RYG | 4544.1 | Tower Light(LED) | PTE | 90mm | AC/DC 24V
- | PTE-TRF-402-RYGB | 5354.91 | Tower Light(LED) | PTE | 90mm | AC/DC 24V
- | PTE-TRF-502-RYGBC | 6147.9 | Tower Light(LED) | PTE | 90mm | AC/DC 24V
- | PTE-TRF-1FF-R | 3483.81 | Tower Light(LED) | PTE | 90mm | AC 90~240V
- | PTE-TRF-2FF-RG | 4196.61 | Tower Light(LED) | PTE | 90mm | AC 90~240V
- | PTE-TRF-3FF-RYG | 4900.5 | Tower Light(LED) | PTE | 90mm | AC 90~240V
- | PTE-TRF-4FF-RYGB | 5702.4 | Tower Light(LED) | PTE | 90mm | AC 90~240V
- | PTE-TRF-5FF-RYGBC | 6504.3 | Tower Light(LED) | PTE | 90mm | AC 90~240V
- | PTE-TRB-102-R | 3341.25 | Tower Light(LED) | PTE | 90mm | AC/DC 24V
- | PTE-TRB-202-RG | 4054.05 | Tower Light(LED) | PTE | 90mm | AC/DC 24V
- | PTE-TRB-302-RYG | 4775.76 | Tower Light(LED) | PTE | 90mm | AC/DC 24V
- | PTE-TRB-402-RYGB | 5568.75 | Tower Light(LED) | PTE | 90mm | AC/DC 24V
- | PTE-TRB-1FF-R | 3697.65 | Tower Light(LED) | PTE | 90mm | AC 90~240V
- | PTE-TRB-2FF-RG | 4419.36 | Tower Light(LED) | PTE | 90mm | AC 90~240V
- | PTE-TRB-3FF-RYG | 5123.25 | Tower Light(LED) | PTE | 90mm | AC 90~240V
- | PTE-TRB-4FF-RYGB | 5934.06 | Tower Light(LED) | PTE | 90mm | AC 90~240V
- | PTE-TRV-102-R | 3430.35 | Tower Light(LED) | PTE | 90mm | AC/DC 24V
- | PTE-TRV-202-RG | 4143.15 | Tower Light(LED) | PTE | 90mm | AC/DC 24V
- | PTE-TRV-302-RYG | 4864.86 | Tower Light(LED) | PTE | 90mm | AC/DC 24V
- | PTE-TRV-402-RYGB | 5666.76 | Tower Light(LED) | PTE | 90mm | AC/DC 24V
- | PTE-TRV-1FF-R | 3795.66 | Tower Light(LED) | PTE | 90mm | AC 90~240V
- | PTE-TRV-2FF-RG | 4499.55 | Tower Light(LED) | PTE | 90mm | AC 90~240V
- | PTE-TRV-3FF-RYG | 5212.35 | Tower Light(LED) | PTE | 90mm | AC 90~240V
- | PTE-TRV-4FF-RYGB | 6014.25 | Tower Light(LED) | PTE | 90mm | AC 90~240V
- | PTE-TRZ-102-R | 3483.81 | Tower Light(LED) | PTE | 90mm | AC/DC 24V
- | PTE-TRZ-202-RG | 4196.61 | Tower Light(LED) | PTE | 90mm | AC/DC 24V
- | PTE-TRZ-302-RYG | 4900.5 | Tower Light(LED) | PTE | 90mm | AC/DC 24V
- | PTE-TRZ-402-RYGB | 5702.4 | Tower Light(LED) | PTE | 90mm | AC/DC 24V
- | PTE-TRZ-1FF-R | 3831.3 | Tower Light(LED) | PTE | 90mm | AC 90~240V
- | PTE-TRZ-2FF-RG | 4544.1 | Tower Light(LED) | PTE | 90mm | AC 90~240V
- | PTE-TRZ-3FF-RYG | 5256.9 | Tower Light(LED) | PTE | 90mm | AC 90~240V
- | PTE-TRZ-4FF-RYGB | 6067.71 | Tower Light(LED) | PTE | 90mm | AC 90~240V
- | PTE-TRX-102-R | 3564 | Tower Light(LED) | PTE | 90mm | AC/DC 24V
- | PTE-TRX-202-RG | 4285.71 | Tower Light(LED) | PTE | 90mm | AC/DC 24V
- | PTE-TRX-302-RYG | 4989.6 | Tower Light(LED) | PTE | 90mm | AC/DC 24V
- | PTE-TRX-402-RYGB | 5791.5 | Tower Light(LED) | PTE | 90mm | AC/DC 24V
- | PTE-TRX-1FF-R | 3920.4 | Tower Light(LED) | PTE | 90mm | AC 90~240V
- | PTE-TRX-2FF-RG | 4633.2 | Tower Light(LED) | PTE | 90mm | AC 90~240V
- | PTE-TRX-3FF-RYG | 5354.91 | Tower Light(LED) | PTE | 90mm | AC 90~240V
- | PTE-TRX-4FF-RYGB | 6147.9 | Tower Light(LED) | PTE | 90mm | AC 90~240V
- | PTE-TM-102-R | 2557.17 | Tower Light(LED) | PTE | 90mm | AC/DC 24V
- | PTE-TM-202-RG | 3269.97 | Tower Light(LED) | PTE | 90mm | AC/DC 24V
- | PTE-TM-302-RYG | 3991.68 | Tower Light(LED) | PTE | 90mm | AC/DC 24V
- | PTE-TM-402-RYGB | 4793.58 | Tower Light(LED) | PTE | 90mm | AC/DC 24V
- | PTE-TM-502-RYGBC | 5586.57 | Tower Light(LED) | PTE | 90mm | AC/DC 24V
- | PTE-TM-1FF-R | 2922.48 | Tower Light(LED) | PTE | 90mm | AC 90~240V
- | PTE-TM-2FF-RG | 3626.37 | Tower Light(LED) | PTE | 90mm | AC 90~240V
- | PTE-TM-3FF-RYG | 4339.17 | Tower Light(LED) | PTE | 90mm | AC 90~240V
- | PTE-TM-4FF-RYGB | 5149.98 | Tower Light(LED) | PTE | 90mm | AC 90~240V
- | PTE-TM-5FF-RYGBC | 5942.97 | Tower Light(LED) | PTE | 90mm | AC 90~240V
- | PTE-TMF-102-R | 2699.73 | Tower Light(LED) | PTE | 90mm | AC/DC 24V
- | PTE-TMF-202-RG | 3403.62 | Tower Light(LED) | PTE | 90mm | AC/DC 24V
- | PTE-TMF-302-RYG | 4116.42 | Tower Light(LED) | PTE | 90mm | AC/DC 24V
- | PTE-TMF-402-RYGB | 4918.32 | Tower Light(LED) | PTE | 90mm | AC/DC 24V
- | PTE-TMF-502-RYGBC | 5720.22 | Tower Light(LED) | PTE | 90mm | AC/DC 24V
- | PTE-TMF-1FF-R | 3047.22 | Tower Light(LED) | PTE | 90mm | AC 90~240V
- | PTE-TMF-2FF-RG | 3760.02 | Tower Light(LED) | PTE | 90mm | AC 90~240V
- | PTE-TMF-3FF-RYG | 4481.73 | Tower Light(LED) | PTE | 90mm | AC 90~240V
- | PTE-TMF-4FF-RYGB | 5274.72 | Tower Light(LED) | PTE | 90mm | AC 90~240V
- | PTE-TMF-5FF-RYGBC | 6076.62 | Tower Light(LED) | PTE | 90mm | AC 90~240V
- | PTE-TMB-102-R | 2922.48 | Tower Light(LED) | PTE | 90mm | AC/DC 24V
- | PTE-TMB-202-RG | 3626.37 | Tower Light(LED) | PTE | 90mm | AC/DC 24V
- | PTE-TMB-302-RYG | 4339.17 | Tower Light(LED) | PTE | 90mm | AC/DC 24V
- | PTE-TMB-402-RYGB | 5149.98 | Tower Light(LED) | PTE | 90mm | AC/DC 24V
- | PTE-TMB-1FF-R | 3269.97 | Tower Light(LED) | PTE | 90mm | AC 90~240V
- | PTE-TMB-2FF-RG | 3991.68 | Tower Light(LED) | PTE | 90mm | AC 90~240V
- | PTE-TMB-3FF-RYG | 4695.57 | Tower Light(LED) | PTE | 90mm | AC 90~240V
- | PTE-TMB-4FF-RYGB | 5497.47 | Tower Light(LED) | PTE | 90mm | AC 90~240V
- | PTE-TMV-102-R | 3011.58 | Tower Light(LED) | PTE | 90mm | AC/DC 24V
- | PTE-TMV-202-RG | 3715.47 | Tower Light(LED) | PTE | 90mm | AC/DC 24V
- | PTE-TMV-302-RYG | 4428.27 | Tower Light(LED) | PTE | 90mm | AC/DC 24V
- | PTE-TMV-402-RYGB | 5230.17 | Tower Light(LED) | PTE | 90mm | AC/DC 24V
- | PTE-TMV-1FF-R | 3359.07 | Tower Light(LED) | PTE | 90mm | AC 90~240V
- | PTE-TMV-2FF-RG | 4080.78 | Tower Light(LED) | PTE | 90mm | AC 90~240V
- | PTE-TMV-3FF-RYG | 4793.58 | Tower Light(LED) | PTE | 90mm | AC 90~240V
- | PTE-TMV-4FF-RYGB | 5586.57 | Tower Light(LED) | PTE | 90mm | AC 90~240V
- | PTE-TMZ-102-R | 3047.22 | Tower Light(LED) | PTE | 90mm | AC/DC 24V
- | PTE-TMZ-202-RG | 3760.02 | Tower Light(LED) | PTE | 90mm | AC/DC 24V
- | PTE-TMZ-302-RYG | 4481.73 | Tower Light(LED) | PTE | 90mm | AC/DC 24V
- | PTE-TMZ-402-RYGB | 5274.72 | Tower Light(LED) | PTE | 90mm | AC/DC 24V
- | PTE-TMZ-1FF-R | 3403.62 | Tower Light(LED) | PTE | 90mm | AC 90~240V
- | PTE-TMZ-2FF-RG | 4116.42 | Tower Light(LED) | PTE | 90mm | AC 90~240V
- | PTE-TMZ-3FF-RYG | 4829.22 | Tower Light(LED) | PTE | 90mm | AC 90~240V
- | PTE-TMZ-4FF-RYGB | 5640.03 | Tower Light(LED) | PTE | 90mm | AC 90~240V
- | PTE-TMX-102-R | 3136.32 | Tower Light(LED) | PTE | 90mm | AC/DC 24V
- | PTE-TMX-202-RG | 3849.12 | Tower Light(LED) | PTE | 90mm | AC/DC 24V
- | PTE-TMX-302-RYG | 4570.83 | Tower Light(LED) | PTE | 90mm | AC/DC 24V
- | PTE-TMX-402-RYGB | 5363.82 | Tower Light(LED) | PTE | 90mm | AC/DC 24V
- | PTE-TMX-1FF-R | 3492.72 | Tower Light(LED) | PTE | 90mm | AC 90~240V
- | PTE-TMX-2FF-RG | 4214.43 | Tower Light(LED) | PTE | 90mm | AC 90~240V
- | PTE-TMX-3FF-RYG | 4918.32 | Tower Light(LED) | PTE | 90mm | AC 90~240V
- | PTE-TMX-4FF-RYGB | 5720.22 | Tower Light(LED) | PTE | 90mm | AC 90~240V
- | PTE-TW-102-R | 2512.62 | Tower Light(LED) | PTE | 90mm | AC/DC 24V
- | PTE-TW-202-RG | 3225.42 | Tower Light(LED) | PTE | 90mm | AC/DC 24V
- | PTE-TW-302-RYG | 3938.22 | Tower Light(LED) | PTE | 90mm | AC/DC 24V
- | PTE-TW-402-RYGB | 4740.12 | Tower Light(LED) | PTE | 90mm | AC/DC 24V
- | PTE-TW-502-RYGBC | 5542.02 | Tower Light(LED) | PTE | 90mm | AC/DC 24V
- | PTE-TW-1FF-R | 2869.02 | Tower Light(LED) | PTE | 90mm | AC 90~240V
- | PTE-TW-2FF-RG | 3581.82 | Tower Light(LED) | PTE | 90mm | AC 90~240V
- | PTE-TW-3FF-RYG | 4294.62 | Tower Light(LED) | PTE | 90mm | AC 90~240V
- | PTE-TW-4FF-RYGB | 5096.52 | Tower Light(LED) | PTE | 90mm | AC 90~240V
- | PTE-TW-5FF-RYGBC | 5889.51 | Tower Light(LED) | PTE | 90mm | AC 90~240V
- | PTE-TWF-102-R | 2646.27 | Tower Light(LED) | PTE | 90mm | AC/DC 24V
- | PTE-TWF-202-RG | 3350.16 | Tower Light(LED) | PTE | 90mm | AC/DC 24V
- | PTE-TWF-302-RYG | 4080.78 | Tower Light(LED) | PTE | 90mm | AC/DC 24V
- | PTE-TWF-402-RYGB | 4873.77 | Tower Light(LED) | PTE | 90mm | AC/DC 24V
- | PTE-TWF-502-RYGBC | 5675.67 | Tower Light(LED) | PTE | 90mm | AC/DC 24V
- | PTE-TWF-1FF-R | 3002.67 | Tower Light(LED) | PTE | 90mm | AC 90~240V
- | PTE-TWF-2FF-RG | 3715.47 | Tower Light(LED) | PTE | 90mm | AC 90~240V
- | PTE-TWF-3FF-RYG | 4428.27 | Tower Light(LED) | PTE | 90mm | AC 90~240V
- | PTE-TWF-4FF-RYGB | 5221.26 | Tower Light(LED) | PTE | 90mm | AC 90~240V
- | PTE-TWF-5FF-RYGBC | 6032.07 | Tower Light(LED) | PTE | 90mm | AC 90~240V
- | PTE-TWB-102-R | 2869.02 | Tower Light(LED) | PTE | 90mm | AC/DC 24V
- | PTE-TWB-202-RG | 3581.82 | Tower Light(LED) | PTE | 90mm | AC/DC 24V
- | PTE-TWB-302-RYG | 4294.62 | Tower Light(LED) | PTE | 90mm | AC/DC 24V
- | PTE-TWB-402-RYGB | 5096.52 | Tower Light(LED) | PTE | 90mm | AC/DC 24V
- | PTE-TWB-1FF-R | 3225.42 | Tower Light(LED) | PTE | 90mm | AC 90~240V
- | PTE-TWB-2FF-RG | 3938.22 | Tower Light(LED) | PTE | 90mm | AC 90~240V
- | PTE-TWB-3FF-RYG | 4642.11 | Tower Light(LED) | PTE | 90mm | AC 90~240V
- | PTE-TWB-4FF-RYGB | 5452.92 | Tower Light(LED) | PTE | 90mm | AC 90~240V
- | PTE-TWV-102-R | 2958.12 | Tower Light(LED) | PTE | 90mm | AC/DC 24V
- | PTE-TWV-202-RG | 3662.01 | Tower Light(LED) | PTE | 90mm | AC/DC 24V
- | PTE-TWV-302-RYG | 4383.72 | Tower Light(LED) | PTE | 90mm | AC/DC 24V
- | PTE-TWV-402-RYGB | 5185.62 | Tower Light(LED) | PTE | 90mm | AC/DC 24V
- | PTE-TWV-1FF-R | 3314.52 | Tower Light(LED) | PTE | 90mm | AC 90~240V
- | PTE-TWV-2FF-RG | 4018.41 | Tower Light(LED) | PTE | 90mm | AC 90~240V
- | PTE-TWV-3FF-RYG | 4740.12 | Tower Light(LED) | PTE | 90mm | AC 90~240V
- | PTE-TWV-4FF-RYGB | 5542.02 | Tower Light(LED) | PTE | 90mm | AC 90~240V
- | PTE-TWZ-102-R | 3002.67 | Tower Light(LED) | PTE | 90mm | AC/DC 24V
- | PTE-TWZ-202-RG | 3715.47 | Tower Light(LED) | PTE | 90mm | AC/DC 24V
- | PTE-TWZ-302-RYG | 4428.27 | Tower Light(LED) | PTE | 90mm | AC/DC 24V
- | PTE-TWZ-402-RYGB | 5221.26 | Tower Light(LED) | PTE | 90mm | AC/DC 24V
- | PTE-TWZ-1FF-R | 3350.16 | Tower Light(LED) | PTE | 90mm | AC 90~240V
- | PTE-TWZ-2FF-RG | 4080.78 | Tower Light(LED) | PTE | 90mm | AC 90~240V
- | PTE-TWZ-3FF-RYG | 4784.67 | Tower Light(LED) | PTE | 90mm | AC 90~240V
- | PTE-TWZ-4FF-RYGB | 5586.57 | Tower Light(LED) | PTE | 90mm | AC 90~240V
- | PTE-TWX-102-R | 3091.77 | Tower Light(LED) | PTE | 90mm | AC/DC 24V
- | PTE-TWX-202-RG | 3804.57 | Tower Light(LED) | PTE | 90mm | AC/DC 24V
- | PTE-TWX-302-RYG | 4517.37 | Tower Light(LED) | PTE | 90mm | AC/DC 24V
- | PTE-TWX-402-RYGB | 5319.27 | Tower Light(LED) | PTE | 90mm | AC/DC 24V
- | PTE-TWX-1FF-R | 3448.17 | Tower Light(LED) | PTE | 90mm | AC 90~240V
- | PTE-TWX-2FF-RG | 4152.06 | Tower Light(LED) | PTE | 90mm | AC 90~240V
- | PTE-TWX-3FF-RYG | 4873.77 | Tower Light(LED) | PTE | 90mm | AC 90~240V
- | PTE-TWX-4FF-RYGB | 5675.67 | Tower Light(LED) | PTE | 90mm | AC 90~240V
- | PTE-TJ-102-R | 2993.76 | Tower Light(LED) | PTE | 90mm | AC/DC 24V L=301~341(A)
- | PTE-TJ-202-RG | 3697.65 | Tower Light(LED) | PTE | 90mm | AC/DC 24V L=342~382(A)
- | PTE-TJ-302-RYG | 4419.36 | Tower Light(LED) | PTE | 90mm | AC/DC 24V L=383~423(A)
- | PTE-TJ-402-RYGB | 5212.35 | Tower Light(LED) | PTE | 90mm | AC/DC 24V L=424~464(A)
- | PTE-TJ-502-RYGBC | 6014.25 | Tower Light(LED) | PTE | 90mm | AC/DC 24V L=465~505(A)
- | PTE-TJ-1FF-R | 3341.25 | Tower Light(LED) | PTE | 90mm | AC 90~240V L=301~341(A)
- | PTE-TJ-2FF-RG | 4054.05 | Tower Light(LED) | PTE | 90mm | AC 90~240V L=342~382(A)
- | PTE-TJ-3FF-RYG | 4775.76 | Tower Light(LED) | PTE | 90mm | AC 90~240V L=383~423(A)
- | PTE-TJ-4FF-RYGB | 5568.75 | Tower Light(LED) | PTE | 90mm | AC 90~240V L=424~464(A)
- | PTE-TJ-5FF-RYGBC | 6370.65 | Tower Light(LED) | PTE | 90mm | AC 90~240V L=465~505(A)
- | PTE-TJF-102-R | 3118.5 | Tower Light(LED) | PTE | 90mm | AC/DC 24V L=301~341(A)
- | PTE-TJF-202-RG | 3831.3 | Tower Light(LED) | PTE | 90mm | AC/DC 24V L=342~382(A)
- | PTE-TJF-302-RYG | 4544.1 | Tower Light(LED) | PTE | 90mm | AC/DC 24V L=383~423(A)
- | PTE-TJF-402-RYGB | 5354.91 | Tower Light(LED) | PTE | 90mm | AC/DC 24V L=424~464(A)
- | PTE-TJF-502-RYGBC | 6147.9 | Tower Light(LED) | PTE | 90mm | AC/DC 24V L=465~505(A)
- | PTE-TJF-1FF-R | 3483.81 | Tower Light(LED) | PTE | 90mm | AC 90~240V L=301~341(A)
- | PTE-TJF-2FF-RG | 4196.61 | Tower Light(LED) | PTE | 90mm | AC 90~240V L=342~382(A)
- | PTE-TJF-3FF-RYG | 4900.5 | Tower Light(LED) | PTE | 90mm | AC 90~240V L=383~423(A)
- | PTE-TJF-4FF-RYGB | 5702.4 | Tower Light(LED) | PTE | 90mm | AC 90~240V L=424~464(A)
- | PTE-TJF-5FF-RYGBC | 6504.3 | Tower Light(LED) | PTE | 90mm | AC 90~240V L=465~505(A)
- | PTE-TJB-102-R | 3341.25 | Tower Light(LED) | PTE | 90mm | AC/DC 24V L=326~366(A)
- | PTE-TJB-202-RG | 4054.05 | Tower Light(LED) | PTE | 90mm | AC/DC 24V L=367~407(A)
- | PTE-TJB-302-RYG | 4775.76 | Tower Light(LED) | PTE | 90mm | AC/DC 24V L=408~448(A)
- | PTE-TJB-402-RYGB | 5568.75 | Tower Light(LED) | PTE | 90mm | AC/DC 24V L=449~489(A)
- | PTE-TJB-1FF-R | 3697.65 | Tower Light(LED) | PTE | 90mm | AC 90~240V L=326~366(A)
- | PTE-TJB-2FF-RG | 4419.36 | Tower Light(LED) | PTE | 90mm | AC 90~240V L=367~407(A)
- | PTE-TJB-3FF-RYG | 5123.25 | Tower Light(LED) | PTE | 90mm | AC 90~240V L=408~448(A)
- | PTE-TJB-4FF-RYGB | 5934.06 | Tower Light(LED) | PTE | 90mm | AC 90~240V L=449~489(A)
- | PTE-TJV-102-R | 3430.35 | Tower Light(LED) | PTE | 90mm | AC/DC 24V L=326~366(A)
- | PTE-TJV-202-RG | 4143.15 | Tower Light(LED) | PTE | 90mm | AC/DC 24V L=367~407(A)
- | PTE-TJV-302-RYG | 4864.86 | Tower Light(LED) | PTE | 90mm | AC/DC 24V L=408~448(A)
- | PTE-TJV-402-RYGB | 5666.76 | Tower Light(LED) | PTE | 90mm | AC/DC 24V L=449~489(A)
- | PTE-TJV-1FF-R | 3795.66 | Tower Light(LED) | PTE | 90mm | AC 90~240V L=326~366(A)
- | PTE-TJV-2FF-RG | 4499.55 | Tower Light(LED) | PTE | 90mm | AC 90~240V L=367~407(A)
- | PTE-TJV-3FF-RYG | 5212.35 | Tower Light(LED) | PTE | 90mm | AC 90~240V L=408~448(A)
- | PTE-TJV-4FF-RYGB | 6014.25 | Tower Light(LED) | PTE | 90mm | AC 90~240V L=449~489(A)
- | PTE-TJZ-102-R | 3483.81 | Tower Light(LED) | PTE | 90mm | AC/DC 24V L=326~366(A)
- | PTE-TJZ-202-RG | 4196.61 | Tower Light(LED) | PTE | 90mm | AC/DC 24V L=367~407(A)
- | PTE-TJZ-302-RYG | 4900.5 | Tower Light(LED) | PTE | 90mm | AC/DC 24V L=408~448(A)
- | PTE-TJZ-402-RYGB | 5702.4 | Tower Light(LED) | PTE | 90mm | AC/DC 24V L=449~489(A)
- | PTE-TJZ-1FF-R | 3831.3 | Tower Light(LED) | PTE | 90mm | AC 90~240V L=326~366(A)
- | PTE-TJZ-2FF-RG | 4544.1 | Tower Light(LED) | PTE | 90mm | AC 90~240V L=367~407(A)
- | PTE-TJZ-3FF-RYG | 5256.9 | Tower Light(LED) | PTE | 90mm | AC 90~240V L=408~448(A)
- | PTE-TJZ-4FF-RYGB | 6067.71 | Tower Light(LED) | PTE | 90mm | AC 90~240V L=449~489(A)
- | PTE-TJX-102-R | 3564 | Tower Light(LED) | PTE | 90mm | AC/DC 24V L=326~366(A)
- | PTE-TJX-202-RG | 4285.71 | Tower Light(LED) | PTE | 90mm | AC/DC 24V L=367~407(A)
- | PTE-TJX-302-RYG | 4989.6 | Tower Light(LED) | PTE | 90mm | AC/DC 24V L=408~448(A)
- | PTE-TJX-402-RYGB | 5791.5 | Tower Light(LED) | PTE | 90mm | AC/DC 24V L=449~489(A)
- | PTE-TJX-1FF-R | 3920.4 | Tower Light(LED) | PTE | 90mm | AC 90~240V L=326~366(A)
- | PTE-TJX-2FF-RG | 4633.2 | Tower Light(LED) | PTE | 90mm | AC 90~240V L=367~407(A)
- | PTE-TJX-3FF-RYG | 5354.91 | Tower Light(LED) | PTE | 90mm | AC 90~240V L=408~448(A)
- | PTE-TJX-4FF-RYGB | 6147.9 | Tower Light(LED) | PTE | 90mm | AC 90~240V L=449~489(A)
- | PTE-LC-102-R | 1398.87 | Tower Light(LED) | PTE | 90mm | AC/DC 24V
- | PTE-LC-202-RG | 2120.58 | Tower Light(LED) | PTE | 90mm | AC/DC 24V
- | PTE-LC-302-RYG | 2824.47 | Tower Light(LED) | PTE | 90mm | AC/DC 24V
- | PTE-LC-402-RYGB | 3626.37 | Tower Light(LED) | PTE | 90mm | AC/DC 24V
- | PTE-LC-502-RYGBC | 4428.27 | Tower Light(LED) | PTE | 90mm | AC/DC 24V
- | PTE-LCF-102-R | 1541.43 | Tower Light(LED) | PTE | 90mm | AC/DC 24V
- | PTE-LCF-202-RG | 2245.32 | Tower Light(LED) | PTE | 90mm | AC/DC 24V
- | PTE-LCF-302-RYG | 2958.12 | Tower Light(LED) | PTE | 90mm | AC/DC 24V
- | PTE-LCF-402-RYGB | 3760.02 | Tower Light(LED) | PTE | 90mm | AC/DC 24V
- | PTE-LCF-502-RYGBC | 4570.83 | Tower Light(LED) | PTE | 90mm | AC/DC 24V
- | PTE-LCB-102-R | 1755.27 | Tower Light(LED) | PTE | 90mm | AC/DC 24V
- | PTE-LCB-202-RG | 2468.07 | Tower Light(LED) | PTE | 90mm | AC/DC 24V
- | PTE-LCB-302-RYG | 3189.78 | Tower Light(LED) | PTE | 90mm | AC/DC 24V
- | PTE-LCB-402-RYGB | 3991.68 | Tower Light(LED) | PTE | 90mm | AC/DC 24V
- | PTE-LCV-102-R | 1844.37 | Tower Light(LED) | PTE | 90mm | AC/DC 24V
- | PTE-LCV-202-RG | 2557.17 | Tower Light(LED) | PTE | 90mm | AC/DC 24V
- | PTE-LCV-302-RYG | 3269.97 | Tower Light(LED) | PTE | 90mm | AC/DC 24V
- | PTE-LCV-402-RYGB | 4080.78 | Tower Light(LED) | PTE | 90mm | AC/DC 24V
- | PTE-LCZ-102-R | 1888.92 | Tower Light(LED) | PTE | 90mm | AC/DC 24V
- | PTE-LCZ-202-RG | 2610.63 | Tower Light(LED) | PTE | 90mm | AC/DC 24V
- | PTE-LCZ-302-RYG | 3323.43 | Tower Light(LED) | PTE | 90mm | AC/DC 24V
- | PTE-LCZ-402-RYGB | 4116.42 | Tower Light(LED) | PTE | 90mm | AC/DC 24V
- | PTE-LCX-102-R | 1978.02 | Tower Light(LED) | PTE | 90mm | AC/DC 24V
- | PTE-LCX-202-RG | 2699.73 | Tower Light(LED) | PTE | 90mm | AC/DC 24V
- | PTE-LCX-302-RYG | 3403.62 | Tower Light(LED) | PTE | 90mm | AC/DC 24V
- | PTE-LCX-402-RYGB | 4214.43 | Tower Light(LED) | PTE | 90mm | AC/DC 24V
- | PTM-SC-102-RYG | 2655.18 | Tower Light(LED) | PTM | 56mm | AC/DC 24V
- | PTM-SC-102-RGB | 2655.18 | Tower Light(LED) | PTM | 56mm | AC/DC 24V
- | PTM-SC-1FF-RYG | 3011.58 | Tower Light(LED) | PTM | 56mm | AC 90~240V
- | PTM-SC-1FF-RGB | 3011.58 | Tower Light(LED) | PTM | 56mm | AC 90~240V
- | PTM-SCF-102-RYG | 2797.74 | Tower Light(LED) | PTM | 56mm | AC/DC 24V
- | PTM-SCF-102-RGB | 2797.74 | Tower Light(LED) | PTM | 56mm | AC/DC 24V
- | PTM-SCF-1FF-RYG | 3145.23 | Tower Light(LED) | PTM | 56mm | AC 90~240V
- | PTM-SCF-1FF-RGB | 3145.23 | Tower Light(LED) | PTM | 56mm | AC 90~240V
- | PTM-SCB-102-RYG | 3011.58 | Tower Light(LED) | PTM | 56mm | AC/DC 24V
- | PTM-SCB-102-RGB | 3011.58 | Tower Light(LED) | PTM | 56mm | AC/DC 24V
- | PTM-SCB-1FF-RYG | 3367.98 | Tower Light(LED) | PTM | 56mm | AC 90~240V
- | PTM-SCB-1FF-RGB | 3367.98 | Tower Light(LED) | PTM | 56mm | AC 90~240V
- | PTM-SCV-102-RYG | 3109.59 | Tower Light(LED) | PTM | 56mm | AC/DC 24V
- | PTM-SCV-102-RGB | 3109.59 | Tower Light(LED) | PTM | 56mm | AC/DC 24V
- | PTM-SCV-1FF-RYG | 3457.08 | Tower Light(LED) | PTM | 56mm | AC 90~240V
- | PTM-SCV-1FF-RGB | 3457.08 | Tower Light(LED) | PTM | 56mm | AC 90~240V
- | PTM-SCZ-102-RYG | 3145.23 | Tower Light(LED) | PTM | 56mm | AC/DC 24V
- | PTM-SCZ-102-RGB | 3145.23 | Tower Light(LED) | PTM | 56mm | AC/DC 24V
- | PTM-SCZ-1FF-RYG | 3510.54 | Tower Light(LED) | PTM | 56mm | AC 90~240V
- | PTM-SCZ-1FF-RGB | 3510.54 | Tower Light(LED) | PTM | 56mm | AC 90~240V
- | PTM-SCX-102-RYG | 3234.33 | Tower Light(LED) | PTM | 56mm | AC/DC 24V
- | PTM-SCX-102-RGB | 3234.33 | Tower Light(LED) | PTM | 56mm | AC/DC 24V
- | PTM-SCX-1FF-RYG | 3599.64 | Tower Light(LED) | PTM | 56mm | AC 90~240V
- | PTM-SCX-1FF-RGB | 3599.64 | Tower Light(LED) | PTM | 56mm | AC 90~240V
- | PTM-AG-102-RYG | 2967.03 | Tower Light(LED) | PTM | 56mm | AC/DC 24V
- | PTM-AG-102-RGB | 2967.03 | Tower Light(LED) | PTM | 56mm | AC/DC 24V
- | PTM-AG-1FF-RYG | 3323.43 | Tower Light(LED) | PTM | 56mm | AC 90~240V
- | PTM-AG-1FF-RGB | 3323.43 | Tower Light(LED) | PTM | 56mm | AC 90~240V
- | PTM-AGF-102-RYG | 3109.59 | Tower Light(LED) | PTM | 56mm | AC/DC 24V
- | PTM-AGF-102-RGB | 3109.59 | Tower Light(LED) | PTM | 56mm | AC/DC 24V
- | PTM-AGF-1FF-RYG | 3457.08 | Tower Light(LED) | PTM | 56mm | AC 90~240V
- | PTM-AGF-1FF-RGB | 3457.08 | Tower Light(LED) | PTM | 56mm | AC 90~240V
- | PTM-AGB-102-RYG | 3323.43 | Tower Light(LED) | PTM | 56mm | AC/DC 24V
- | PTM-AGB-102-RGB | 3323.43 | Tower Light(LED) | PTM | 56mm | AC/DC 24V
- | PTM-AGB-1FF-RYG | 3679.83 | Tower Light(LED) | PTM | 56mm | AC 90~240V
- | PTM-AGB-1FF-RGB | 3679.83 | Tower Light(LED) | PTM | 56mm | AC 90~240V
- | PTM-AGV-102-RYG | 3421.44 | Tower Light(LED) | PTM | 56mm | AC/DC 24V
- | PTM-AGV-102-RGB | 3421.44 | Tower Light(LED) | PTM | 56mm | AC/DC 24V
- | PTM-AGV-1FF-RYG | 3777.84 | Tower Light(LED) | PTM | 56mm | AC 90~240V
- | PTM-AGV-1FF-RGB | 3777.84 | Tower Light(LED) | PTM | 56mm | AC 90~240V
- | PTM-AGZ-102-RYG | 3457.08 | Tower Light(LED) | PTM | 56mm | AC/DC 24V
- | PTM-AGZ-102-RGB | 3457.08 | Tower Light(LED) | PTM | 56mm | AC/DC 24V
- | PTM-AGZ-1FF-RYG | 3813.48 | Tower Light(LED) | PTM | 56mm | AC 90~240V
- | PTM-AGZ-1FF-RGB | 3813.48 | Tower Light(LED) | PTM | 56mm | AC 90~240V
- | PTM-AGX-102-RYG | 3546.18 | Tower Light(LED) | PTM | 56mm | AC/DC 24V
- | PTM-AGX-102-RGB | 3546.18 | Tower Light(LED) | PTM | 56mm | AC/DC 24V
- | PTM-AGX-1FF-RYG | 3902.58 | Tower Light(LED) | PTM | 56mm | AC 90~240V
- | PTM-AGX-1FF-RGB | 3902.58 | Tower Light(LED) | PTM | 56mm | AC 90~240V
- | PTM-AP-102-RYG | 2824.47 | Tower Light(LED) | PTM | 56mm | AC/DC 24V
- | PTM-AP-102-RGB | 2824.47 | Tower Light(LED) | PTM | 56mm | AC/DC 24V
- | PTM-AP-1FF-RYG | 3189.78 | Tower Light(LED) | PTM | 56mm | AC 90~240V
- | PTM-AP-1FF-RGB | 3189.78 | Tower Light(LED) | PTM | 56mm | AC 90~240V
- | PTM-APF-102-RYG | 2958.12 | Tower Light(LED) | PTM | 56mm | AC/DC 24V
- | PTM-APF-102-RGB | 2958.12 | Tower Light(LED) | PTM | 56mm | AC/DC 24V
- | PTM-APF-1FF-RYG | 3323.43 | Tower Light(LED) | PTM | 56mm | AC 90~240V
- | PTM-APF-1FF-RGB | 3323.43 | Tower Light(LED) | PTM | 56mm | AC 90~240V
- | PTM-APB-102-RYG | 3189.78 | Tower Light(LED) | PTM | 56mm | AC/DC 24V
- | PTM-APB-102-RGB | 3189.78 | Tower Light(LED) | PTM | 56mm | AC/DC 24V
- | PTM-APB-1FF-RYG | 3537.27 | Tower Light(LED) | PTM | 56mm | AC 90~240V
- | PTM-APB-1FF-RGB | 3537.27 | Tower Light(LED) | PTM | 56mm | AC 90~240V
- | PTM-APV-102-RYG | 3269.97 | Tower Light(LED) | PTM | 56mm | AC/DC 24V
- | PTM-APV-102-RGB | 3269.97 | Tower Light(LED) | PTM | 56mm | AC/DC 24V
- | PTM-APV-1FF-RYG | 3626.37 | Tower Light(LED) | PTM | 56mm | AC 90~240V
- | PTM-APV-1FF-RGB | 3626.37 | Tower Light(LED) | PTM | 56mm | AC 90~240V
- | PTM-APZ-102-RYG | 3323.43 | Tower Light(LED) | PTM | 56mm | AC/DC 24V
- | PTM-APZ-102-RGB | 3323.43 | Tower Light(LED) | PTM | 56mm | AC/DC 24V
- | PTM-APZ-1FF-RYG | 3679.83 | Tower Light(LED) | PTM | 56mm | AC 90~240V
- | PTM-APZ-1FF-RGB | 3679.83 | Tower Light(LED) | PTM | 56mm | AC 90~240V
- | PTM-APX-102-RYG | 3403.62 | Tower Light(LED) | PTM | 56mm | AC/DC 24V
- | PTM-APX-102-RGB | 3403.62 | Tower Light(LED) | PTM | 56mm | AC/DC 24V
- | PTM-APX-1FF-RYG | 3760.02 | Tower Light(LED) | PTM | 56mm | AC 90~240V
- | PTM-APX-1FF-RGB | 3760.02 | Tower Light(LED) | PTM | 56mm | AC 90~240V
- | PTM-AR-102-RYG | 3350.16 | Tower Light(LED) | PTM | 56mm | AC/DC 24V
- | PTM-AR-102-RGB | 3350.16 | Tower Light(LED) | PTM | 56mm | AC/DC 24V
- | PTM-AR-1FF-RYG | 3715.47 | Tower Light(LED) | PTM | 56mm | AC 90~240V
- | PTM-AR-1FF-RGB | 3715.47 | Tower Light(LED) | PTM | 56mm | AC 90~240V
- | PTM-ARF-102-RYG | 3492.72 | Tower Light(LED) | PTM | 56mm | AC/DC 24V
- | PTM-ARF-102-RGB | 3492.72 | Tower Light(LED) | PTM | 56mm | AC/DC 24V
- | PTM-ARF-1FF-RYG | 3840.21 | Tower Light(LED) | PTM | 56mm | AC 90~240V
- | PTM-ARF-1FF-RGB | 3840.21 | Tower Light(LED) | PTM | 56mm | AC 90~240V
- | PTM-ARB-102-RYG | 3715.47 | Tower Light(LED) | PTM | 56mm | AC/DC 24V
- | PTM-ARB-102-RGB | 3715.47 | Tower Light(LED) | PTM | 56mm | AC/DC 24V
- | PTM-ARB-1FF-RYG | 4071.87 | Tower Light(LED) | PTM | 56mm | AC 90~240V
- | PTM-ARB-1FF-RGB | 4071.87 | Tower Light(LED) | PTM | 56mm | AC 90~240V
- | PTM-ARV-102-RYG | 3804.57 | Tower Light(LED) | PTM | 56mm | AC/DC 24V
- | PTM-ARV-102-RGB | 3804.57 | Tower Light(LED) | PTM | 56mm | AC/DC 24V
- | PTM-ARV-1FF-RYG | 4152.06 | Tower Light(LED) | PTM | 56mm | AC 90~240V
- | PTM-ARV-1FF-RGB | 4152.06 | Tower Light(LED) | PTM | 56mm | AC 90~240V
- | PTM-ARZ-102-RYG | 3840.21 | Tower Light(LED) | PTM | 56mm | AC/DC 24V
- | PTM-ARZ-102-RGB | 3840.21 | Tower Light(LED) | PTM | 56mm | AC/DC 24V
- | PTM-ARZ-1FF-RYG | 4196.61 | Tower Light(LED) | PTM | 56mm | AC 90~240V
- | PTM-ARZ-1FF-RGB | 4196.61 | Tower Light(LED) | PTM | 56mm | AC 90~240V
- | PTM-ARX-102-RYG | 3929.31 | Tower Light(LED) | PTM | 56mm | AC/DC 24V
- | PTM-ARX-102-RGB | 3929.31 | Tower Light(LED) | PTM | 56mm | AC/DC 24V
- | PTM-ARX-1FF-RYG | 4294.62 | Tower Light(LED) | PTM | 56mm | AC 90~240V
- | PTM-ARX-1FF-RGB | 4294.62 | Tower Light(LED) | PTM | 56mm | AC 90~240V
- | PTM-AM-102-RYG | 2851.2 | Tower Light(LED) | PTM | 56mm | AC/DC 24V
- | PTM-AM-102-RGB | 2851.2 | Tower Light(LED) | PTM | 56mm | AC/DC 24V
- | PTM-AM-1FF-RYG | 3216.51 | Tower Light(LED) | PTM | 56mm | AC 90~240V
- | PTM-AM-1FF-RGB | 3216.51 | Tower Light(LED) | PTM | 56mm | AC 90~240V
- | PTM-AMF-102-RYG | 2993.76 | Tower Light(LED) | PTM | 56mm | AC/DC 24V
- | PTM-AMF-102-RGB | 2993.76 | Tower Light(LED) | PTM | 56mm | AC/DC 24V
- | PTM-AMF-1FF-RYG | 3341.25 | Tower Light(LED) | PTM | 56mm | AC 90~240V
- | PTM-AMF-1FF-RGB | 3341.25 | Tower Light(LED) | PTM | 56mm | AC 90~240V
- | PTM-AMB-102-RYG | 3216.51 | Tower Light(LED) | PTM | 56mm | AC/DC 24V
- | PTM-AMB-102-RGB | 3216.51 | Tower Light(LED) | PTM | 56mm | AC/DC 24V
- | PTM-AMB-1FF-RYG | 3564 | Tower Light(LED) | PTM | 56mm | AC 90~240V
- | PTM-AMB-1FF-RGB | 3564 | Tower Light(LED) | PTM | 56mm | AC 90~240V
- | PTM-AMV-102-RYG | 3305.61 | Tower Light(LED) | PTM | 56mm | AC/DC 24V
- | PTM-AMV-102-RGB | 3305.61 | Tower Light(LED) | PTM | 56mm | AC/DC 24V
- | PTM-AMV-1FF-RYG | 3653.1 | Tower Light(LED) | PTM | 56mm | AC 90~240V
- | PTM-AMV-1FF-RGB | 3653.1 | Tower Light(LED) | PTM | 56mm | AC 90~240V
- | PTM-AMZ-102-RYG | 3341.25 | Tower Light(LED) | PTM | 56mm | AC/DC 24V
- | PTM-AMZ-102-RGB | 3341.25 | Tower Light(LED) | PTM | 56mm | AC/DC 24V
- | PTM-AMZ-1FF-RYG | 3697.65 | Tower Light(LED) | PTM | 56mm | AC 90~240V
- | PTM-AMZ-1FF-RGB | 3697.65 | Tower Light(LED) | PTM | 56mm | AC 90~240V
- | PTM-AMX-102-RYG | 3430.35 | Tower Light(LED) | PTM | 56mm | AC/DC 24V
- | PTM-AMX-102-RGB | 3430.35 | Tower Light(LED) | PTM | 56mm | AC/DC 24V
- | PTM-AMX-1FF-RYG | 3795.66 | Tower Light(LED) | PTM | 56mm | AC 90~240V
- | PTM-AMX-1FF-RGB | 3795.66 | Tower Light(LED) | PTM | 56mm | AC 90~240V
- | PTM-AW-102-RYG | 2762.1 | Tower Light(LED) | PTM | 56mm | AC/DC 24V
- | PTM-AW-102-RGB | 2762.1 | Tower Light(LED) | PTM | 56mm | AC/DC 24V
- | PTM-AW-1FF-RYG | 3118.5 | Tower Light(LED) | PTM | 56mm | AC 90~240V
- | PTM-AW-1FF-RGB | 3118.5 | Tower Light(LED) | PTM | 56mm | AC 90~240V
- | PTM-AWF-102-RYG | 2904.66 | Tower Light(LED) | PTM | 56mm | AC/DC 24V
- | PTM-AWF-102-RGB | 2904.66 | Tower Light(LED) | PTM | 56mm | AC/DC 24V
- | PTM-AWF-1FF-RYG | 3252.15 | Tower Light(LED) | PTM | 56mm | AC 90~240V
- | PTM-AWF-1FF-RGB | 3252.15 | Tower Light(LED) | PTM | 56mm | AC 90~240V
- | PTM-AWB-102-RYG | 3118.5 | Tower Light(LED) | PTM | 56mm | AC/DC 24V
- | PTM-AWB-102-RGB | 3118.5 | Tower Light(LED) | PTM | 56mm | AC/DC 24V
- | PTM-AWB-1FF-RYG | 3483.81 | Tower Light(LED) | PTM | 56mm | AC 90~240V
- | PTM-AWB-1FF-RGB | 3483.81 | Tower Light(LED) | PTM | 56mm | AC 90~240V
- | PTM-AWV-102-RYG | 3216.51 | Tower Light(LED) | PTM | 56mm | AC/DC 24V
- | PTM-AWV-102-RGB | 3216.51 | Tower Light(LED) | PTM | 56mm | AC/DC 24V
- | PTM-AWV-1FF-RYG | 3564 | Tower Light(LED) | PTM | 56mm | AC 90~240V
- | PTM-AWV-1FF-RGB | 3564 | Tower Light(LED) | PTM | 56mm | AC 90~240V
- | PTM-AWZ-102-RYG | 3252.15 | Tower Light(LED) | PTM | 56mm | AC/DC 24V
- | PTM-AWZ-102-RGB | 3252.15 | Tower Light(LED) | PTM | 56mm | AC/DC 24V
- | PTM-AWZ-1FF-RYG | 3608.55 | Tower Light(LED) | PTM | 56mm | AC 90~240V
- | PTM-AWZ-1FF-RGB | 3608.55 | Tower Light(LED) | PTM | 56mm | AC 90~240V
- | PTM-AWX-102-RYG | 3341.25 | Tower Light(LED) | PTM | 56mm | AC/DC 24V
- | PTM-AWX-102-RGB | 3341.25 | Tower Light(LED) | PTM | 56mm | AC/DC 24V
- | PTM-AWX-1FF-RYG | 3697.65 | Tower Light(LED) | PTM | 56mm | AC 90~240V
- | PTM-AWX-1FF-RGB | 3697.65 | Tower Light(LED) | PTM | 56mm | AC 90~240V
- | PTM-AJ-102-RYG | 3091.77 | Tower Light(LED) | PTM | 56mm | AC/DC 24V L=303~343(A)
- | PTM-AJ-102-RGB | 3091.77 | Tower Light(LED) | PTM | 56mm | AC/DC 24V L=303~343(A)
- | PTM-AJ-1FF-RYG | 3439.26 | Tower Light(LED) | PTM | 56mm | AC 90~240V L=303~343(A)
- | PTM-AJ-1FF-RGB | 3439.26 | Tower Light(LED) | PTM | 56mm | AC 90~240V L=303~343(A)
- | PTM-AJF-102-RYG | 3216.51 | Tower Light(LED) | PTM | 56mm | AC/DC 24V L=303~343(A)
- | PTM-AJF-102-RGB | 3216.51 | Tower Light(LED) | PTM | 56mm | AC/DC 24V L=303~343(A)
- | PTM-AJF-1FF-RYG | 3581.82 | Tower Light(LED) | PTM | 56mm | AC 90~240V L=303~343(A)
- | PTM-AJF-1FF-RGB | 3581.82 | Tower Light(LED) | PTM | 56mm | AC 90~240V L=303~343(A)
- | PTM-AJB-102-RYG | 3439.26 | Tower Light(LED) | PTM | 56mm | AC/DC 24V L=328~368(A)
- | PTM-AJB-102-RGB | 3439.26 | Tower Light(LED) | PTM | 56mm | AC/DC 24V L=328~368(A)
- | PTM-AJB-1FF-RYG | 3804.57 | Tower Light(LED) | PTM | 56mm | AC 90~240V L=328~368(A)
- | PTM-AJB-1FF-RGB | 3804.57 | Tower Light(LED) | PTM | 56mm | AC 90~240V L=328~368(A)
- | PTM-AJV-102-RYG | 3528.36 | Tower Light(LED) | PTM | 56mm | AC/DC 24V L=328~368(A)
- | PTM-AJV-102-RGB | 3528.36 | Tower Light(LED) | PTM | 56mm | AC/DC 24V L=328~368(A)
- | PTM-AJV-1FF-RYG | 3884.76 | Tower Light(LED) | PTM | 56mm | AC 90~240V L=328~368(A)
- | PTM-AJV-1FF-RGB | 3884.76 | Tower Light(LED) | PTM | 56mm | AC 90~240V L=328~368(A)
- | PTM-AJZ-102-RYG | 3581.82 | Tower Light(LED) | PTM | 56mm | AC/DC 24V L=303~343(A)
- | PTM-AJZ-102-RGB | 3581.82 | Tower Light(LED) | PTM | 56mm | AC/DC 24V L=303~343(A)
- | PTM-AJZ-1FF-RYG | 3929.31 | Tower Light(LED) | PTM | 56mm | AC 90~240V L=303~343(A)
- | PTM-AJZ-1FF-RGB | 3929.31 | Tower Light(LED) | PTM | 56mm | AC 90~240V L=303~343(A)
- | PTM-AJX-102-RYG | 3662.01 | Tower Light(LED) | PTM | 56mm | AC/DC 24V L=303~343(A)
- | PTM-AJX-102-RGB | 3662.01 | Tower Light(LED) | PTM | 56mm | AC/DC 24V L=303~343(A)
- | PTM-AJX-1FF-RYG | 4018.41 | Tower Light(LED) | PTM | 56mm | AC 90~240V L=303~343(A)
- | PTM-AJX-1FF-RGB | 4018.41 | Tower Light(LED) | PTM | 56mm | AC 90~240V L=303~343(A)
- | PTM-DG-102-RYG | 2735.37 | Tower Light(LED) | PTM | 56mm | AC/DC 24V
- | PTM-DG-102-RGB | 2735.37 | Tower Light(LED) | PTM | 56mm | AC/DC 24V
- | PTM-DGF-102-RYG | 2860.11 | Tower Light(LED) | PTM | 56mm | AC/DC 24V
- | PTM-DGF-102-RGB | 2860.11 | Tower Light(LED) | PTM | 56mm | AC/DC 24V
- | PTM-DGB-102-RYG | 3091.77 | Tower Light(LED) | PTM | 56mm | AC/DC 24V
- | PTM-DGB-102-RGB | 3091.77 | Tower Light(LED) | PTM | 56mm | AC/DC 24V
- | PTM-DGV-102-RYG | 3171.96 | Tower Light(LED) | PTM | 56mm | AC/DC 24V
- | PTM-DGV-102-RGB | 3171.96 | Tower Light(LED) | PTM | 56mm | AC/DC 24V
- | PTM-DGZ-102-RYG | 3216.51 | Tower Light(LED) | PTM | 56mm | AC/DC 24V
- | PTM-DGZ-102-RGB | 3216.51 | Tower Light(LED) | PTM | 56mm | AC/DC 24V
- | PTM-DGX-102-RYG | 3305.61 | Tower Light(LED) | PTM | 56mm | AC/DC 24V
- | PTM-DGX-102-RGB | 3305.61 | Tower Light(LED) | PTM | 56mm | AC/DC 24V
- | PTM-DP-102-RYG | 2681.91 | Tower Light(LED) | PTM | 56mm | AC/DC 24V
- | PTM-DP-102-RGB | 2681.91 | Tower Light(LED) | PTM | 56mm | AC/DC 24V
- | PTM-DPF-102-RYG | 2824.47 | Tower Light(LED) | PTM | 56mm | AC/DC 24V
- | PTM-DPF-102-RGB | 2824.47 | Tower Light(LED) | PTM | 56mm | AC/DC 24V
- | PTM-DPB-102-RYG | 3047.22 | Tower Light(LED) | PTM | 56mm | AC/DC 24V
- | PTM-DPB-102-RGB | 3047.22 | Tower Light(LED) | PTM | 56mm | AC/DC 24V
- | PTM-DPV-102-RYG | 3127.41 | Tower Light(LED) | PTM | 56mm | AC/DC 24V
- | PTM-DPV-102-RGB | 3127.41 | Tower Light(LED) | PTM | 56mm | AC/DC 24V
- | PTM-DPZ-102-RYG | 3171.96 | Tower Light(LED) | PTM | 56mm | AC/DC 24V
- | PTM-DPZ-102-RGB | 3171.96 | Tower Light(LED) | PTM | 56mm | AC/DC 24V
- | PTM-DPX-102-RYG | 3261.06 | Tower Light(LED) | PTM | 56mm | AC/DC 24V
- | PTM-DPX-102-RGB | 3261.06 | Tower Light(LED) | PTM | 56mm | AC/DC 24V
- | PTM-DR-102-RYG | 3216.51 | Tower Light(LED) | PTM | 56mm | AC/DC 24V
- | PTM-DR-102-RGB | 3216.51 | Tower Light(LED) | PTM | 56mm | AC/DC 24V
- | PTM-DRF-102-RYG | 3341.25 | Tower Light(LED) | PTM | 56mm | AC/DC 24V
- | PTM-DRF-102-RGB | 3341.25 | Tower Light(LED) | PTM | 56mm | AC/DC 24V
- | PTM-DRB-102-RYG | 3564 | Tower Light(LED) | PTM | 56mm | AC/DC 24V
- | PTM-DRB-102-RGB | 3564 | Tower Light(LED) | PTM | 56mm | AC/DC 24V
- | PTM-DRV-102-RYG | 3653.1 | Tower Light(LED) | PTM | 56mm | AC/DC 24V
- | PTM-DRV-102-RGB | 3653.1 | Tower Light(LED) | PTM | 56mm | AC/DC 24V
- | PTM-DRZ-102-RYG | 3697.65 | Tower Light(LED) | PTM | 56mm | AC/DC 24V
- | PTM-DRZ-102-RGB | 3697.65 | Tower Light(LED) | PTM | 56mm | AC/DC 24V
- | PTM-DRX-102-RYG | 3795.66 | Tower Light(LED) | PTM | 56mm | AC/DC 24V
- | PTM-DRX-102-RGB | 3795.66 | Tower Light(LED) | PTM | 56mm | AC/DC 24V
- | PTM-DM-102-RYG | 2708.64 | Tower Light(LED) | PTM | 56mm | AC/DC 24V
- | PTM-DM-102-RGB | 2708.64 | Tower Light(LED) | PTM | 56mm | AC/DC 24V
- | PTM-DMF-102-RYG | 2842.29 | Tower Light(LED) | PTM | 56mm | AC/DC 24V
- | PTM-DMF-102-RGB | 2842.29 | Tower Light(LED) | PTM | 56mm | AC/DC 24V
- | PTM-DMB-102-RYG | 3056.13 | Tower Light(LED) | PTM | 56mm | AC/DC 24V
- | PTM-DMB-102-RGB | 3056.13 | Tower Light(LED) | PTM | 56mm | AC/DC 24V
- | PTM-DMV-102-RYG | 3145.23 | Tower Light(LED) | PTM | 56mm | AC/DC 24V
- | PTM-DMV-102-RGB | 3145.23 | Tower Light(LED) | PTM | 56mm | AC/DC 24V
- | PTM-DMZ-102-RYG | 3198.69 | Tower Light(LED) | PTM | 56mm | AC/DC 24V
- | PTM-DMZ-102-RGB | 3198.69 | Tower Light(LED) | PTM | 56mm | AC/DC 24V
- | PTM-DMX-102-RYG | 3287.79 | Tower Light(LED) | PTM | 56mm | AC/DC 24V
- | PTM-DMX-102-RGB | 3287.79 | Tower Light(LED) | PTM | 56mm | AC/DC 24V
- | PTM-DW-102-RYG | 2637.36 | Tower Light(LED) | PTM | 56mm | AC/DC 24V
- | PTM-DW-102-RGB | 2637.36 | Tower Light(LED) | PTM | 56mm | AC/DC 24V
- | PTM-DWF-102-RYG | 2762.1 | Tower Light(LED) | PTM | 56mm | AC/DC 24V
- | PTM-DWF-102-RGB | 2762.1 | Tower Light(LED) | PTM | 56mm | AC/DC 24V
- | PTM-DWB-102-RYG | 2993.76 | Tower Light(LED) | PTM | 56mm | AC/DC 24V
- | PTM-DWB-102-RGB | 2993.76 | Tower Light(LED) | PTM | 56mm | AC/DC 24V
- | PTM-DWV-102-RYG | 3073.95 | Tower Light(LED) | PTM | 56mm | AC/DC 24V
- | PTM-DWV-102-RGB | 3073.95 | Tower Light(LED) | PTM | 56mm | AC/DC 24V
- | PTM-DWZ-102-RYG | 3118.5 | Tower Light(LED) | PTM | 56mm | AC/DC 24V
- | PTM-DWZ-102-RGB | 3118.5 | Tower Light(LED) | PTM | 56mm | AC/DC 24V
- | PTM-DWX-102-RYG | 3216.51 | Tower Light(LED) | PTM | 56mm | AC/DC 24V
- | PTM-DWX-102-RGB | 3216.51 | Tower Light(LED) | PTM | 56mm | AC/DC 24V
- | PTM-DJ-102-RYG | 2940.3 | Tower Light(LED) | PTM | 56mm | AC/DC 24V L=236~276(A)
- | PTM-DJ-102-RGB | 2940.3 | Tower Light(LED) | PTM | 56mm | AC/DC 24V L=236~276(A)
- | PTM-DJF-102-RYG | 3073.95 | Tower Light(LED) | PTM | 56mm | AC/DC 24V L=236~276(A)
- | PTM-DJF-102-RGB | 3073.95 | Tower Light(LED) | PTM | 56mm | AC/DC 24V L=236~276(A)
- | PTM-DJB-102-RYG | 3305.61 | Tower Light(LED) | PTM | 56mm | AC/DC 24V L=261~301(A)
- | PTM-DJB-102-RGB | 3305.61 | Tower Light(LED) | PTM | 56mm | AC/DC 24V L=261~301(A)
- | PTM-DJV-102-RYG | 3394.71 | Tower Light(LED) | PTM | 56mm | AC/DC 24V L=261~301(A)
- | PTM-DJV-102-RGB | 3394.71 | Tower Light(LED) | PTM | 56mm | AC/DC 24V L=261~301(A)
- | PTM-DJZ-102-RYG | 3430.35 | Tower Light(LED) | PTM | 56mm | AC/DC 24V L=236~276(A)
- | PTM-DJZ-102-RGB | 3430.35 | Tower Light(LED) | PTM | 56mm | AC/DC 24V L=261~301(A)
- | PTM-DJX-102-RYG | 3528.36 | Tower Light(LED) | PTM | 56mm | AC/DC 24V L=236~276(A)
- | PTM-DJX-102-RGB | 3528.36 | Tower Light(LED) | PTM | 56mm | AC/DC 24V L=236~276(A)
- | PTM-TC-102-RYG | 3394.71 | Tower Light(LED) | PTM | 56mm | 24V AC/DC
- | PTM-TC-102-RGB | 3394.71 | Tower Light(LED) | PTM | 56mm | 24V AC/DC
- | PTM-TC-1FF-RYG | 3742.2 | Tower Light(LED) | PTM | 56mm | 90~240V AC
- | PTM-TC-1FF-RGB | 3742.2 | Tower Light(LED) | PTM | 56mm | 90~240V AC
- | PTM-TCF-102-RYG | 3528.36 | Tower Light(LED) | PTM | 56mm | AC/DC 24V
- | PTM-TCF-102-RGB | 3528.36 | Tower Light(LED) | PTM | 56mm | AC/DC 24V
- | PTM-TCF-1FF-RYG | 3884.76 | Tower Light(LED) | PTM | 56mm | AC 90~240V
- | PTM-TCF-1FF-RGB | 3884.76 | Tower Light(LED) | PTM | 56mm | AC 90~240V
- | PTM-TCB-102-RYG | 3742.2 | Tower Light(LED) | PTM | 56mm | AC/DC 24V
- | PTM-TCB-102-RGB | 3742.2 | Tower Light(LED) | PTM | 56mm | AC/DC 24V
- | PTM-TCB-1FF-RYG | 4107.51 | Tower Light(LED) | PTM | 56mm | AC 90~240V
- | PTM-TCB-1FF-RGB | 4107.51 | Tower Light(LED) | PTM | 56mm | AC 90~240V
- | PTM-TCV-102-RYG | 3831.3 | Tower Light(LED) | PTM | 56mm | AC/DC 24V
- | PTM-TCV-102-RGB | 3831.3 | Tower Light(LED) | PTM | 56mm | AC/DC 24V
- | PTM-TCV-1FF-RYG | 4196.61 | Tower Light(LED) | PTM | 56mm | AC 90~240V
- | PTM-TCV-1FF-RGB | 4196.61 | Tower Light(LED) | PTM | 56mm | AC 90~240V
- | PTM-TCZ-102-RYG | 3884.76 | Tower Light(LED) | PTM | 56mm | AC/DC 24V
- | PTM-TCZ-102-RGB | 3884.76 | Tower Light(LED) | PTM | 56mm | AC/DC 24V
- | PTM-TCZ-1FF-RYG | 4232.25 | Tower Light(LED) | PTM | 56mm | AC 90~240V
- | PTM-TCZ-1FF-RGB | 4232.25 | Tower Light(LED) | PTM | 56mm | AC 90~240V
- | PTM-TCX-102-RYG | 3973.86 | Tower Light(LED) | PTM | 56mm | AC/DC 24V
- | PTM-TCX-102-RGB | 3973.86 | Tower Light(LED) | PTM | 56mm | AC/DC 24V
- | PTM-TCX-1FF-RYG | 4321.35 | Tower Light(LED) | PTM | 56mm | AC 90~240V
- | PTM-TCX-1FF-RGB | 4321.35 | Tower Light(LED) | PTM | 56mm | AC 90~240V
- | PTM-TG-102-RYG | 3537.27 | Tower Light(LED) | PTM | 56mm | AC/DC 24V
- | PTM-TG-102-RGB | 3537.27 | Tower Light(LED) | PTM | 56mm | AC/DC 24V
- | PTM-TG-1FF-RYG | 3902.58 | Tower Light(LED) | PTM | 56mm | AC 90~240V
- | PTM-TG-1FF-RGB | 3902.58 | Tower Light(LED) | PTM | 56mm | AC 90~240V
- | PTM-TGF-102-RYG | 3679.83 | Tower Light(LED) | PTM | 56mm | AC/DC 24V
- | PTM-TGF-102-RGB | 3679.83 | Tower Light(LED) | PTM | 56mm | AC/DC 24V
- | PTM-TGF-1FF-RYG | 4027.32 | Tower Light(LED) | PTM | 56mm | AC 90~240V
- | PTM-TGF-1FF-RGB | 4027.32 | Tower Light(LED) | PTM | 56mm | AC 90~240V
- | PTM-TGB-102-RYG | 3902.58 | Tower Light(LED) | PTM | 56mm | AC/DC 24V
- | PTM-TGB-102-RGB | 3902.58 | Tower Light(LED) | PTM | 56mm | AC/DC 24V
- | PTM-TGB-1FF-RYG | 4250.07 | Tower Light(LED) | PTM | 56mm | AC 90~240V
- | PTM-TGB-1FF-RGB | 4250.07 | Tower Light(LED) | PTM | 56mm | AC 90~240V
- | PTM-TGV-102-RYG | 3991.68 | Tower Light(LED) | PTM | 56mm | AC/DC 24V
- | PTM-TGV-102-RGB | 3991.68 | Tower Light(LED) | PTM | 56mm | AC/DC 24V
- | PTM-TGV-1FF-RYG | 4339.17 | Tower Light(LED) | PTM | 56mm | AC 90~240V
- | PTM-TGV-1FF-RGB | 4339.17 | Tower Light(LED) | PTM | 56mm | AC 90~240V
- | PTM-TGZ-102-RYG | 4027.32 | Tower Light(LED) | PTM | 56mm | AC/DC 24V
- | PTM-TGZ-102-RGB | 4027.32 | Tower Light(LED) | PTM | 56mm | AC/DC 24V
- | PTM-TGZ-1FF-RYG | 4383.72 | Tower Light(LED) | PTM | 56mm | AC 90~240V
- | PTM-TGZ-1FF-RGB | 4383.72 | Tower Light(LED) | PTM | 56mm | AC 90~240V
- | PTM-TGX-102-RYG | 4116.42 | Tower Light(LED) | PTM | 56mm | AC/DC 24V
- | PTM-TGX-102-RGB | 4116.42 | Tower Light(LED) | PTM | 56mm | AC/DC 24V
- | PTM-TGX-1FF-RYG | 4481.73 | Tower Light(LED) | PTM | 56mm | AC 90~240V
- | PTM-TGX-1FF-RGB | 4481.73 | Tower Light(LED) | PTM | 56mm | AC 90~240V
- | PTM-TP-102-RYG | 3492.72 | Tower Light(LED) | PTM | 56mm | AC/DC 24V
- | PTM-TP-102-RGB | 3492.72 | Tower Light(LED) | PTM | 56mm | AC/DC 24V
- | PTM-TP-1FF-RYG | 3849.12 | Tower Light(LED) | PTM | 56mm | AC 90~240V
- | PTM-TP-1FF-RGB | 3849.12 | Tower Light(LED) | PTM | 56mm | AC 90~240V
- | PTM-TPF-102-RYG | 3626.37 | Tower Light(LED) | PTM | 56mm | AC/DC 24V
- | PTM-TPF-102-RGB | 3626.37 | Tower Light(LED) | PTM | 56mm | AC/DC 24V
- | PTM-TPF-1FF-RYG | 3991.68 | Tower Light(LED) | PTM | 56mm | AC 90~240V
- | PTM-TPF-1FF-RGB | 3991.68 | Tower Light(LED) | PTM | 56mm | AC 90~240V
- | PTM-TPB-102-RYG | 3849.12 | Tower Light(LED) | PTM | 56mm | AC/DC 24V
- | PTM-TPB-102-RGB | 3849.12 | Tower Light(LED) | PTM | 56mm | AC/DC 24V
- | PTM-TPB-1FF-RYG | 4214.43 | Tower Light(LED) | PTM | 56mm | AC 90~240V
- | PTM-TPB-1FF-RGB | 4214.43 | Tower Light(LED) | PTM | 56mm | AC 90~240V
- | PTM-TPV-102-RYG | 3938.22 | Tower Light(LED) | PTM | 56mm | AC/DC 24V
- | PTM-TPV-102-RGB | 3938.22 | Tower Light(LED) | PTM | 56mm | AC/DC 24V
- | PTM-TPV-1FF-RYG | 4294.62 | Tower Light(LED) | PTM | 56mm | AC 90~240V
- | PTM-TPV-1FF-RGB | 4294.62 | Tower Light(LED) | PTM | 56mm | AC 90~240V
- | PTM-TPZ-102-RYG | 3991.68 | Tower Light(LED) | PTM | 56mm | AC/DC 24V
- | PTM-TPZ-102-RGB | 3991.68 | Tower Light(LED) | PTM | 56mm | AC/DC 24V
- | PTM-TPZ-1FF-RYG | 4339.17 | Tower Light(LED) | PTM | 56mm | AC 90~240V
- | PTM-TPZ-1FF-RGB | 4339.17 | Tower Light(LED) | PTM | 56mm | AC 90~240V
- | PTM-TPX-102-RYG | 4080.78 | Tower Light(LED) | PTM | 56mm | AC/DC 24V
- | PTM-TPX-102-RGB | 4080.78 | Tower Light(LED) | PTM | 56mm | AC/DC 24V
- | PTM-TPX-1FF-RYG | 4428.27 | Tower Light(LED) | PTM | 56mm | AC 90~240V
- | PTM-TPX-1FF-RGB | 4428.27 | Tower Light(LED) | PTM | 56mm | AC 90~240V
- | PTM-TR-102-RYG | 4018.41 | Tower Light(LED) | PTM | 56mm | AC/DC 24V
- | PTM-TR-102-RGB | 4018.41 | Tower Light(LED) | PTM | 56mm | AC/DC 24V
- | PTM-TR-1FF-RYG | 4383.72 | Tower Light(LED) | PTM | 56mm | AC 90~240V
- | PTM-TR-1FF-RGB | 4383.72 | Tower Light(LED) | PTM | 56mm | AC 90~240V
- | PTM-TRF-102-RYG | 4152.06 | Tower Light(LED) | PTM | 56mm | AC/DC 24V
- | PTM-TRF-102-RGB | 4152.06 | Tower Light(LED) | PTM | 56mm | AC/DC 24V
- | PTM-TRF-1FF-RYG | 4508.46 | Tower Light(LED) | PTM | 56mm | AC 90~240V
- | PTM-TRF-1FF-RGB | 4508.46 | Tower Light(LED) | PTM | 56mm | AC 90~240V
- | PTM-TRB-102-RYG | 4383.72 | Tower Light(LED) | PTM | 56mm | AC/DC 24V
- | PTM-TRB-102-RGB | 4383.72 | Tower Light(LED) | PTM | 56mm | AC/DC 24V
- | PTM-TRB-1FF-RYG | 4731.21 | Tower Light(LED) | PTM | 56mm | AC 90~240V
- | PTM-TRB-1FF-RGB | 4731.21 | Tower Light(LED) | PTM | 56mm | AC 90~240V
- | PTM-TRV-102-RYG | 4472.82 | Tower Light(LED) | PTM | 56mm | AC/DC 24V
- | PTM-TRV-102-RGB | 4472.82 | Tower Light(LED) | PTM | 56mm | AC/DC 24V
- | PTM-TRV-1FF-RYG | 4820.31 | Tower Light(LED) | PTM | 56mm | AC 90~240V
- | PTM-TRV-1FF-RGB | 4820.31 | Tower Light(LED) | PTM | 56mm | AC 90~240V
- | PTM-TRZ-102-RYG | 4508.46 | Tower Light(LED) | PTM | 56mm | AC/DC 24V
- | PTM-TRZ-102-RGB | 4508.46 | Tower Light(LED) | PTM | 56mm | AC/DC 24V
- | PTM-TRZ-1FF-RYG | 4864.86 | Tower Light(LED) | PTM | 56mm | AC 90~240V
- | PTM-TRZ-1FF-RGB | 4864.86 | Tower Light(LED) | PTM | 56mm | AC 90~240V
- | PTM-TRX-102-RYG | 4606.47 | Tower Light(LED) | PTM | 56mm | AC/DC 24V
- | PTM-TRX-102-RGB | 4606.47 | Tower Light(LED) | PTM | 56mm | AC/DC 24V
- | PTM-TRX-1FF-RYG | 4962.87 | Tower Light(LED) | PTM | 56mm | AC 90~240V
- | PTM-TRX-1FF-RGB | 4962.87 | Tower Light(LED) | PTM | 56mm | AC 90~240V
- | PTM-TM-102-RYG | 3510.54 | Tower Light(LED) | PTM | 56mm | AC/DC 24V
- | PTM-TM-102-RGB | 3510.54 | Tower Light(LED) | PTM | 56mm | AC/DC 24V
- | PTM-TM-1FF-RYG | 3875.85 | Tower Light(LED) | PTM | 56mm | AC 90~240V
- | PTM-TM-1FF-RGB | 3875.85 | Tower Light(LED) | PTM | 56mm | AC 90~240V
- | PTM-TMF-102-RYG | 3644.19 | Tower Light(LED) | PTM | 56mm | AC/DC 24V
- | PTM-TMF-102-RGB | 3644.19 | Tower Light(LED) | PTM | 56mm | AC/DC 24V
- | PTM-TMF-1FF-RYG | 4009.5 | Tower Light(LED) | PTM | 56mm | AC 90~240V
- | PTM-TMF-1FF-RGB | 4009.5 | Tower Light(LED) | PTM | 56mm | AC 90~240V
- | PTM-TMB-102-RYG | 3875.85 | Tower Light(LED) | PTM | 56mm | AC/DC 24V
- | PTM-TMB-102-RGB | 3875.85 | Tower Light(LED) | PTM | 56mm | AC/DC 24V
- | PTM-TMB-1FF-RYG | 4223.34 | Tower Light(LED) | PTM | 56mm | AC 90~240V
- | PTM-TMB-1FF-RGB | 4223.34 | Tower Light(LED) | PTM | 56mm | AC 90~240V
- | PTM-TMV-102-RYG | 3956.04 | Tower Light(LED) | PTM | 56mm | AC/DC 24V
- | PTM-TMV-102-RGB | 3956.04 | Tower Light(LED) | PTM | 56mm | AC/DC 24V
- | PTM-TMV-1FF-RYG | 4312.44 | Tower Light(LED) | PTM | 56mm | AC 90~240V
- | PTM-TMV-1FF-RGB | 4312.44 | Tower Light(LED) | PTM | 56mm | AC 90~240V
- | PTM-TMZ-102-RYG | 4009.5 | Tower Light(LED) | PTM | 56mm | AC/DC 24V
- | PTM-TMZ-102-RGB | 4009.5 | Tower Light(LED) | PTM | 56mm | AC/DC 24V
- | PTM-TMZ-1FF-RYG | 4365.9 | Tower Light(LED) | PTM | 56mm | AC 90~240V
- | PTM-TMZ-1FF-RGB | 4365.9 | Tower Light(LED) | PTM | 56mm | AC 90~240V
- | PTM-TMX-102-RYG | 4089.69 | Tower Light(LED) | PTM | 56mm | AC/DC 24V
- | PTM-TMX-102-RGB | 4089.69 | Tower Light(LED) | PTM | 56mm | AC/DC 24V
- | PTM-TMX-1FF-RYG | 4446.09 | Tower Light(LED) | PTM | 56mm | AC 90~240V
- | PTM-TMX-1FF-RGB | 4446.09 | Tower Light(LED) | PTM | 56mm | AC 90~240V
- | PTM-TW-102-RYG | 3448.17 | Tower Light(LED) | PTM | 56mm | AC/DC 24V
- | PTM-TW-102-RGB | 3448.17 | Tower Light(LED) | PTM | 56mm | AC/DC 24V
- | PTM-TW-1FF-RYG | 3804.57 | Tower Light(LED) | PTM | 56mm | AC 90~240V
- | PTM-TW-1FF-RGB | 3804.57 | Tower Light(LED) | PTM | 56mm | AC 90~240V
- | PTM-TWF-102-RYG | 3590.73 | Tower Light(LED) | PTM | 56mm | AC/DC 24V
- | PTM-TWF-102-RGB | 3590.73 | Tower Light(LED) | PTM | 56mm | AC/DC 24V
- | PTM-TWF-1FF-RYG | 3938.22 | Tower Light(LED) | PTM | 56mm | AC 90~240V
- | PTM-TWF-1FF-RGB | 3938.22 | Tower Light(LED) | PTM | 56mm | AC 90~240V
- | PTM-TWB-102-RYG | 3804.57 | Tower Light(LED) | PTM | 56mm | AC/DC 24V
- | PTM-TWB-102-RGB | 3804.57 | Tower Light(LED) | PTM | 56mm | AC/DC 24V
- | PTM-TWB-1FF-RYG | 4169.88 | Tower Light(LED) | PTM | 56mm | AC 90~240V
- | PTM-TWB-1FF-RGB | 4169.88 | Tower Light(LED) | PTM | 56mm | AC 90~240V
- | PTM-TWV-102-RYG | 3902.58 | Tower Light(LED) | PTM | 56mm | AC/DC 24V
- | PTM-TWV-102-RGB | 3902.58 | Tower Light(LED) | PTM | 56mm | AC/DC 24V
- | PTM-TWV-1FF-RYG | 4250.07 | Tower Light(LED) | PTM | 56mm | AC 90~240V
- | PTM-TWV-1FF-RGB | 4250.07 | Tower Light(LED) | PTM | 56mm | AC 90~240V
- | PTM-TWZ-102-RYG | 3938.22 | Tower Light(LED) | PTM | 56mm | AC/DC 24V
- | PTM-TWZ-102-RGB | 3938.22 | Tower Light(LED) | PTM | 56mm | AC/DC 24V
- | PTM-TWZ-1FF-RYG | 4294.62 | Tower Light(LED) | PTM | 56mm | AC 90~240V
- | PTM-TWZ-1FF-RGB | 4294.62 | Tower Light(LED) | PTM | 56mm | AC 90~240V
- | PTM-TWX-102-RYG | 4027.32 | Tower Light(LED) | PTM | 56mm | AC/DC 24V
- | PTM-TWX-102-RGB | 4027.32 | Tower Light(LED) | PTM | 56mm | AC/DC 24V
- | PTM-TWX-1FF-RYG | 4383.72 | Tower Light(LED) | PTM | 56mm | AC 90~240V
- | PTM-TWX-1FF-RGB | 4383.72 | Tower Light(LED) | PTM | 56mm | AC 90~240V
- | PTM-TJ-102-RYG | 3742.2 | Tower Light(LED) | PTM | 56mm | AC/DC 24V L=303~343(A)
- | PTM-TJ-102-RGB | 3742.2 | Tower Light(LED) | PTM | 56mm | AC/DC 24V L=303~343(A)
- | PTM-TJ-1FF-RYG | 4107.51 | Tower Light(LED) | PTM | 56mm | AC 90~240V L=303~343(A)
- | PTM-TJ-1FF-RGB | 4107.51 | Tower Light(LED) | PTM | 56mm | AC 90~240V L=303~343(A)
- | PTM-TJF-102-RYG | 3884.76 | Tower Light(LED) | PTM | 56mm | AC/DC 24V L=303~343(A)
- | PTM-TJF-102-RGB | 3884.76 | Tower Light(LED) | PTM | 56mm | AC/DC 24V L=303~343(A)
- | PTM-TJF-1FF-RYG | 4232.25 | Tower Light(LED) | PTM | 56mm | AC 90~240V L=303~343(A)
- | PTM-TJF-1FF-RGB | 4232.25 | Tower Light(LED) | PTM | 56mm | AC 90~240V L=303~343(A)
- | PTM-TJB-102-RYG | 4107.51 | Tower Light(LED) | PTM | 56mm | AC/DC 24V L=328~368(A)
- | PTM-TJB-102-RGB | 4107.51 | Tower Light(LED) | PTM | 56mm | AC/DC 24V L=328~368(A)
- | PTM-TJB-1FF-RYG | 4463.91 | Tower Light(LED) | PTM | 56mm | AC 90~240V L=328~368(A)
- | PTM-TJB-1FF-RGB | 4463.91 | Tower Light(LED) | PTM | 56mm | AC 90~240V L=328~368(A)
- | PTM-TJV-102-RYG | 4196.61 | Tower Light(LED) | PTM | 56mm | AC/DC 24V L=328~368(A)
- | PTM-TJV-102-RGB | 4196.61 | Tower Light(LED) | PTM | 56mm | AC/DC 24V L=328~368(A)
- | PTM-TJV-1FF-RYG | 4544.1 | Tower Light(LED) | PTM | 56mm | AC 90~240V L=328~368(A)
- | PTM-TJV-1FF-RGB | 4544.1 | Tower Light(LED) | PTM | 56mm | AC 90~240V L=328~368(A)
- | PTM-TJZ-102-RYG | 4232.25 | Tower Light(LED) | PTM | 56mm | AC/DC 24V L=303~343(A)
- | PTM-TJZ-102-RGB | 4232.25 | Tower Light(LED) | PTM | 56mm | AC/DC 24V L=303~343(A)
- | PTM-TJZ-1FF-RYG | 4588.65 | Tower Light(LED) | PTM | 56mm | AC 90~240V L=303~343(A)
- | PTM-TJZ-1FF-RGB | 4588.65 | Tower Light(LED) | PTM | 56mm | AC 90~240V L=303~343(A)
- | PTM-TJX-102-RYG | 4321.35 | Tower Light(LED) | PTM | 56mm | AC/DC 24V L=303~343(A)
- | PTM-TJX-102-RGB | 4321.35 | Tower Light(LED) | PTM | 56mm | AC/DC 24V L=303~343(A)
- | PTM-TJX-1FF-RYG | 4677.75 | Tower Light(LED) | PTM | 56mm | AC 90~240V L=303~343(A)
- | PTM-TJX-1FF-RGB | 4677.75 | Tower Light(LED) | PTM | 56mm | AC 90~240V L=303~343(A)
- | PTM-LC-102-RYG | 2485.89 | Tower Light(LED) | PTM | 56mm | AC/DC 24V
- | PTM-LC-102-RGB | 2485.89 | Tower Light(LED) | PTM | 56mm | AC/DC 24V
- | PTM-LCF-102-RYG | 2619.54 | Tower Light(LED) | PTM | 56mm | AC/DC 24V
- | PTM-LCF-102-RGB | 2619.54 | Tower Light(LED) | PTM | 56mm | AC/DC 24V
- | PTM-LCB-102-RYG | 2842.29 | Tower Light(LED) | PTM | 56mm | AC/DC 24V
- | PTM-LCB-102-RGB | 2842.29 | Tower Light(LED) | PTM | 56mm | AC/DC 24V
- | PTM-LCV-102-RYG | 2931.39 | Tower Light(LED) | PTM | 56mm | AC/DC 24V
- | PTM-LCV-102-RGB | 2931.39 | Tower Light(LED) | PTM | 56mm | AC/DC 24V
- | PTM-LCZ-102-RYG | 2975.94 | Tower Light(LED) | PTM | 56mm | AC/DC 24V
- | PTM-LCZ-102-RGB | 2975.94 | Tower Light(LED) | PTM | 56mm | AC/DC 24V
- | PTM-LCX-102-RYG | 3065.04 | Tower Light(LED) | PTM | 56mm | AC/DC 24V
- | PTM-LCX-102-RGB | 3065.04 | Tower Light(LED) | PTM | 56mm | AC/DC 24V
- | PTD-SC-102-R | 1746.36 | Tower Light(LED) | PTD | 56mm | AC/DC 24V
- | PTD-SC-102-Y | 1746.36 | Tower Light(LED) | PTD | 56mm | AC/DC 24V
- | PTD-SC-102-G | 1746.36 | Tower Light(LED) | PTD | 56mm | AC/DC 24V
- | PTD-SC-102-B | 1746.36 | Tower Light(LED) | PTD | 56mm | AC/DC 24V
- | PTD-SC-102-C | 1746.36 | Tower Light(LED) | PTD | 56mm | AC/DC 24V
- | PTD-SC-1FF-R | 2093.85 | Tower Light(LED) | PTD | 56mm | AC 90~240V
- | PTD-SC-1FF-Y | 2093.85 | Tower Light(LED) | PTD | 56mm | AC 90~240V
- | PTD-SC-1FF-G | 2093.85 | Tower Light(LED) | PTD | 56mm | AC 90~240V
- | PTD-SC-1FF-B | 2093.85 | Tower Light(LED) | PTD | 56mm | AC 90~240V
- | PTD-SC-1FF-C | 2093.85 | Tower Light(LED) | PTD | 56mm | AC 90~240V
- | PTD-SCF-102-R | 1826.55 | Tower Light(LED) | PTD | 56mm | AC/DC 24V
- | PTD-SCF-102-Y | 1826.55 | Tower Light(LED) | PTD | 56mm | AC/DC 24V
- | PTD-SCF-102-G | 1826.55 | Tower Light(LED) | PTD | 56mm | AC/DC 24V
- | PTD-SCF-102-B | 1826.55 | Tower Light(LED) | PTD | 56mm | AC/DC 24V
- | PTD-SCF-102-C | 1826.55 | Tower Light(LED) | PTD | 56mm | AC/DC 24V
- | PTD-SCF-1FF-R | 2182.95 | Tower Light(LED) | PTD | 56mm | AC 90~240V
- | PTD-SCF-1FF-Y | 2182.95 | Tower Light(LED) | PTD | 56mm | AC 90~240V
- | PTD-SCF-1FF-G | 2182.95 | Tower Light(LED) | PTD | 56mm | AC 90~240V
- | PTD-SCF-1FF-B | 2182.95 | Tower Light(LED) | PTD | 56mm | AC 90~240V
- | PTD-SCF-1FF-C | 2182.95 | Tower Light(LED) | PTD | 56mm | AC 90~240V
- | PTD-AG-102-R | 1871.1 | Tower Light(LED) | PTD | 56mm | AC/DC 24V
- | PTD-AG-102-Y | 1871.1 | Tower Light(LED) | PTD | 56mm | AC/DC 24V
- | PTD-AG-102-G | 1871.1 | Tower Light(LED) | PTD | 56mm | AC/DC 24V
- | PTD-AG-102-B | 1871.1 | Tower Light(LED) | PTD | 56mm | AC/DC 24V
- | PTD-AG-102-C | 1871.1 | Tower Light(LED) | PTD | 56mm | AC/DC 24V
- | PTD-AG-1FF-R | 2236.41 | Tower Light(LED) | PTD | 56mm | AC 90~240V
- | PTD-AG-1FF-Y | 2236.41 | Tower Light(LED) | PTD | 56mm | AC 90~240V
- | PTD-AG-1FF-G | 2236.41 | Tower Light(LED) | PTD | 56mm | AC 90~240V
- | PTD-AG-1FF-B | 2236.41 | Tower Light(LED) | PTD | 56mm | AC 90~240V
- | PTD-AG-1FF-C | 2236.41 | Tower Light(LED) | PTD | 56mm | AC 90~240V
- | PTD-AGF-102-R | 1960.2 | Tower Light(LED) | PTD | 56mm | AC/DC 24V
- | PTD-AGF-102-Y | 1960.2 | Tower Light(LED) | PTD | 56mm | AC/DC 24V
- | PTD-AGF-102-G | 1960.2 | Tower Light(LED) | PTD | 56mm | AC/DC 24V
- | PTD-AGF-102-B | 1960.2 | Tower Light(LED) | PTD | 56mm | AC/DC 24V
- | PTD-AGF-102-C | 1960.2 | Tower Light(LED) | PTD | 56mm | AC/DC 24V
- | PTD-AGF-1FF-R | 2325.51 | Tower Light(LED) | PTD | 56mm | AC 90~240V
- | PTD-AGF-1FF-Y | 2325.51 | Tower Light(LED) | PTD | 56mm | AC 90~240V
- | PTD-AGF-1FF-G | 2325.51 | Tower Light(LED) | PTD | 56mm | AC 90~240V
- | PTD-AGF-1FF-B | 2325.51 | Tower Light(LED) | PTD | 56mm | AC 90~240V
- | PTD-AGF-1FF-C | 2325.51 | Tower Light(LED) | PTD | 56mm | AC 90~240V
- | PTD-AP-102-R | 1862.19 | Tower Light(LED) | PTD | 56mm | AC/DC 24V
- | PTD-AP-102-Y | 1862.19 | Tower Light(LED) | PTD | 56mm | AC/DC 24V
- | PTD-AP-102-G | 1862.19 | Tower Light(LED) | PTD | 56mm | AC/DC 24V
- | PTD-AP-102-B | 1862.19 | Tower Light(LED) | PTD | 56mm | AC/DC 24V
- | PTD-AP-102-C | 1862.19 | Tower Light(LED) | PTD | 56mm | AC/DC 24V
- | PTD-AP-1FF-R | 2218.59 | Tower Light(LED) | PTD | 56mm | AC 90~240V
- | PTD-AP-1FF-Y | 2218.59 | Tower Light(LED) | PTD | 56mm | AC 90~240V
- | PTD-AP-1FF-G | 2218.59 | Tower Light(LED) | PTD | 56mm | AC 90~240V
- | PTD-AP-1FF-B | 2218.59 | Tower Light(LED) | PTD | 56mm | AC 90~240V
- | PTD-AP-1FF-C | 2218.59 | Tower Light(LED) | PTD | 56mm | AC 90~240V
- | PTD-APF-102-R | 1951.29 | Tower Light(LED) | PTD | 56mm | AC/DC 24V
- | PTD-APF-102-Y | 1951.29 | Tower Light(LED) | PTD | 56mm | AC/DC 24V
- | PTD-APF-102-G | 1951.29 | Tower Light(LED) | PTD | 56mm | AC/DC 24V
- | PTD-APF-102-B | 1951.29 | Tower Light(LED) | PTD | 56mm | AC/DC 24V
- | PTD-APF-102-C | 1951.29 | Tower Light(LED) | PTD | 56mm | AC/DC 24V
- | PTD-APF-1FF-R | 2307.69 | Tower Light(LED) | PTD | 56mm | AC 90~240V
- | PTD-APF-1FF-Y | 2307.69 | Tower Light(LED) | PTD | 56mm | AC 90~240V
- | PTD-APF-1FF-G | 2307.69 | Tower Light(LED) | PTD | 56mm | AC 90~240V
- | PTD-APF-1FF-B | 2307.69 | Tower Light(LED) | PTD | 56mm | AC 90~240V
- | PTD-APF-1FF-C | 2307.69 | Tower Light(LED) | PTD | 56mm | AC 90~240V
- | PTD-AR-102-R | 2182.95 | Tower Light(LED) | PTD | 56mm | AC/DC 24V
- | PTD-AR-102-Y | 2182.95 | Tower Light(LED) | PTD | 56mm | AC/DC 24V
- | PTD-AR-102-G | 2182.95 | Tower Light(LED) | PTD | 56mm | AC/DC 24V
- | PTD-AR-102-B | 2182.95 | Tower Light(LED) | PTD | 56mm | AC/DC 24V
- | PTD-AR-102-C | 2182.95 | Tower Light(LED) | PTD | 56mm | AC/DC 24V
- | PTD-AR-1FF-R | 2548.26 | Tower Light(LED) | PTD | 56mm | AC 90~240V
- | PTD-AR-1FF-Y | 2548.26 | Tower Light(LED) | PTD | 56mm | AC 90~240V
- | PTD-AR-1FF-G | 2548.26 | Tower Light(LED) | PTD | 56mm | AC 90~240V
- | PTD-AR-1FF-B | 2548.26 | Tower Light(LED) | PTD | 56mm | AC 90~240V
- | PTD-AR-1FF-C | 2548.26 | Tower Light(LED) | PTD | 56mm | AC 90~240V
- | PTD-ARF-102-R | 2272.05 | Tower Light(LED) | PTD | 56mm | AC/DC 24V
- | PTD-ARF-102-Y | 2272.05 | Tower Light(LED) | PTD | 56mm | AC/DC 24V
- | PTD-ARF-102-G | 2272.05 | Tower Light(LED) | PTD | 56mm | AC/DC 24V
- | PTD-ARF-102-B | 2272.05 | Tower Light(LED) | PTD | 56mm | AC/DC 24V
- | PTD-ARF-102-C | 2272.05 | Tower Light(LED) | PTD | 56mm | AC/DC 24V
- | PTD-ARF-1FF-R | 2637.36 | Tower Light(LED) | PTD | 56mm | AC 90~240V
- | PTD-ARF-1FF-Y | 2637.36 | Tower Light(LED) | PTD | 56mm | AC 90~240V
- | PTD-ARF-1FF-G | 2637.36 | Tower Light(LED) | PTD | 56mm | AC 90~240V
- | PTD-ARF-1FF-B | 2637.36 | Tower Light(LED) | PTD | 56mm | AC 90~240V
- | PTD-ARF-1FF-C | 2637.36 | Tower Light(LED) | PTD | 56mm | AC 90~240V
- | PTD-AM-102-R | 1871.1 | Tower Light(LED) | PTD | 56mm | AC/DC 24V
- | PTD-AM-102-Y | 1871.1 | Tower Light(LED) | PTD | 56mm | AC/DC 24V
- | PTD-AM-102-G | 1871.1 | Tower Light(LED) | PTD | 56mm | AC/DC 24V
- | PTD-AM-102-B | 1871.1 | Tower Light(LED) | PTD | 56mm | AC/DC 24V
- | PTD-AM-102-C | 1871.1 | Tower Light(LED) | PTD | 56mm | AC/DC 24V
- | PTD-AM-1FF-R | 2236.41 | Tower Light(LED) | PTD | 56mm | AC 90~240V
- | PTD-AM-1FF-Y | 2236.41 | Tower Light(LED) | PTD | 56mm | AC 90~240V
- | PTD-AM-1FF-G | 2236.41 | Tower Light(LED) | PTD | 56mm | AC 90~240V
- | PTD-AM-1FF-B | 2236.41 | Tower Light(LED) | PTD | 56mm | AC 90~240V
- | PTD-AM-1FF-RYG | 2236.41 | Tower Light(LED) | PTD | 56mm | AC 90~240V
- | PTD-AMF-102-R | 1960.2 | Tower Light(LED) | PTD | 56mm | AC/DC 24V
- | PTD-AMF-102-Y | 1960.2 | Tower Light(LED) | PTD | 56mm | AC/DC 24V
- | PTD-AMF-102-G | 1960.2 | Tower Light(LED) | PTD | 56mm | AC/DC 24V
- | PTD-AMF-102-B | 1960.2 | Tower Light(LED) | PTD | 56mm | AC/DC 24V
- | PTD-AMF-102-C | 1960.2 | Tower Light(LED) | PTD | 56mm | AC/DC 24V
- | PTD-AMF-1FF-R | 2325.51 | Tower Light(LED) | PTD | 56mm | AC 90~240V
- | PTD-AMF-1FF-Y | 2325.51 | Tower Light(LED) | PTD | 56mm | AC 90~240V
- | PTD-AMF-1FF-G | 2325.51 | Tower Light(LED) | PTD | 56mm | AC 90~240V
- | PTD-AMF-1FF-B | 2325.51 | Tower Light(LED) | PTD | 56mm | AC 90~240V
- | PTD-AMF-1FF-C | 2325.51 | Tower Light(LED) | PTD | 56mm | AC 90~240V
- | PTD-AW-102-R | 1871.1 | Tower Light(LED) | PTD | 56mm | AC/DC 24V
- | PTD-AW-102-Y | 1871.1 | Tower Light(LED) | PTD | 56mm | AC/DC 24V
- | PTD-AW-102-G | 1871.1 | Tower Light(LED) | PTD | 56mm | AC/DC 24V
- | PTD-AW-102-B | 1871.1 | Tower Light(LED) | PTD | 56mm | AC/DC 24V
- | PTD-AW-102-C | 1871.1 | Tower Light(LED) | PTD | 56mm | AC/DC 24V
- | PTD-AW-1FF-R | 2236.41 | Tower Light(LED) | PTD | 56mm | AC 90~240V
- | PTD-AW-1FF-Y | 2236.41 | Tower Light(LED) | PTD | 56mm | AC 90~240V
- | PTD-AW-1FF-G | 2236.41 | Tower Light(LED) | PTD | 56mm | AC 90~240V
- | PTD-AW-1FF-B | 2236.41 | Tower Light(LED) | PTD | 56mm | AC 90~240V
- | PTD-AW-1FF-C | 2236.41 | Tower Light(LED) | PTD | 56mm | AC 90~240V
- | PTD-AWF-102-R | 1960.2 | Tower Light(LED) | PTD | 56mm | AC/DC 24V
- | PTD-AWF-102-Y | 1960.2 | Tower Light(LED) | PTD | 56mm | AC/DC 24V
- | PTD-AWF-102-G | 1960.2 | Tower Light(LED) | PTD | 56mm | AC/DC 24V
- | PTD-AWF-102-B | 1960.2 | Tower Light(LED) | PTD | 56mm | AC/DC 24V
- | PTD-AWF-102-C | 1960.2 | Tower Light(LED) | PTD | 56mm | AC/DC 24V
- | PTD-AWF-1FF-R | 2325.51 | Tower Light(LED) | PTD | 56mm | AC 90~240V
- | PTD-AWF-1FF-Y | 2325.51 | Tower Light(LED) | PTD | 56mm | AC 90~240V
- | PTD-AWF-1FF-G | 2325.51 | Tower Light(LED) | PTD | 56mm | AC 90~240V
- | PTD-AWF-1FF-B | 2325.51 | Tower Light(LED) | PTD | 56mm | AC 90~240V
- | PTD-AWF-1FF-C | 2325.51 | Tower Light(LED) | PTD | 56mm | AC 90~240V
- | PTD-AJ-102-R | 2013.66 | Tower Light(LED) | PTD | 56mm | AC/DC 24V L=316~356(A)
- | PTD-AJ-102-Y | 2013.66 | Tower Light(LED) | PTD | 56mm | AC/DC 24V L=316~356(A)
- | PTD-AJ-102-G | 2013.66 | Tower Light(LED) | PTD | 56mm | AC/DC 24V L=316~356(A)
- | PTD-AJ-102-B | 2013.66 | Tower Light(LED) | PTD | 56mm | AC/DC 24V L=316~356(A)
- | PTD-AJ-102-C | 2013.66 | Tower Light(LED) | PTD | 56mm | AC/DC 24V L=316~356(A)
- | PTD-AJ-1FF-R | 2361.15 | Tower Light(LED) | PTD | 56mm | AC 90~240V L=316~356(A)
- | PTD-AJ-1FF-Y | 2361.15 | Tower Light(LED) | PTD | 56mm | AC 90~240V L=316~356(A)
- | PTD-AJ-1FF-G | 2361.15 | Tower Light(LED) | PTD | 56mm | AC 90~240V L=316~356(A)
- | PTD-AJ-1FF-B | 2361.15 | Tower Light(LED) | PTD | 56mm | AC 90~240V L=316~356(A)
- | PTD-AJ-1FF-C | 2361.15 | Tower Light(LED) | PTD | 56mm | AC 90~240V L=316~356(A)
- | PTD-AJF-102-R | 2093.85 | Tower Light(LED) | PTD | 56mm | AC/DC 24V L=316~356(A)
- | PTD-AJF-102-Y | 2093.85 | Tower Light(LED) | PTD | 56mm | AC/DC 24V L=316~356(A)
- | PTD-AJF-102-G | 2093.85 | Tower Light(LED) | PTD | 56mm | AC/DC 24V L=316~356(A)
- | PTD-AJF-102-B | 2093.85 | Tower Light(LED) | PTD | 56mm | AC/DC 24V L=316~356(A)
- | PTD-AJF-102-C | 2093.85 | Tower Light(LED) | PTD | 56mm | AC/DC 24V L=316~356(A)
- | PTD-AJF-1FF-R | 2450.25 | Tower Light(LED) | PTD | 56mm | AC 90~240V L=316~356(A)
- | PTD-AJF-1FF-Y | 2450.25 | Tower Light(LED) | PTD | 56mm | AC 90~240V L=316~356(A)
- | PTD-AJF-1FF-G | 2450.25 | Tower Light(LED) | PTD | 56mm | AC 90~240V L=316~356(A)
- | PTD-AJF-1FF-B | 2450.25 | Tower Light(LED) | PTD | 56mm | AC 90~240V L=316~356(A)
- | PTD-AJF-1FF-C | 2450.25 | Tower Light(LED) | PTD | 56mm | AC 90~240V L=316~356(A)
- | PTD-DG-102-R | 1746.36 | Tower Light(LED) | PTD | 56mm | AC/DC 24V
- | PTD-DG-102-Y | 1746.36 | Tower Light(LED) | PTD | 56mm | AC/DC 24V
- | PTD-DG-102-G | 1746.36 | Tower Light(LED) | PTD | 56mm | AC/DC 24V
- | PTD-DG-102-B | 1746.36 | Tower Light(LED) | PTD | 56mm | AC/DC 24V
- | PTD-DG-102-C | 1746.36 | Tower Light(LED) | PTD | 56mm | AC/DC 24V
- | PTD-DGF-102-R | 1826.55 | Tower Light(LED) | PTD | 56mm | AC/DC 24V
- | PTD-DGF-102-Y | 1826.55 | Tower Light(LED) | PTD | 56mm | AC/DC 24V
- | PTD-DGF-102-G | 1826.55 | Tower Light(LED) | PTD | 56mm | AC/DC 24V
- | PTD-DGF-102-B | 1826.55 | Tower Light(LED) | PTD | 56mm | AC/DC 24V
- | PTD-DGF-102-C | 1826.55 | Tower Light(LED) | PTD | 56mm | AC/DC 24V
- | PTD-DP-102-R | 1746.36 | Tower Light(LED) | PTD | 56mm | AC/DC 24V
- | PTD-DP-102-Y | 1746.36 | Tower Light(LED) | PTD | 56mm | AC/DC 24V
- | PTD-DP-102-G | 1746.36 | Tower Light(LED) | PTD | 56mm | AC/DC 24V
- | PTD-DP-102-B | 1746.36 | Tower Light(LED) | PTD | 56mm | AC/DC 24V
- | PTD-DP-102-C | 1746.36 | Tower Light(LED) | PTD | 56mm | AC/DC 24V
- | PTD-DPF-102-R | 1826.55 | Tower Light(LED) | PTD | 56mm | AC/DC 24V
- | PTD-DPF-102-Y | 1826.55 | Tower Light(LED) | PTD | 56mm | AC/DC 24V
- | PTD-DPF-102-G | 1826.55 | Tower Light(LED) | PTD | 56mm | AC/DC 24V
- | PTD-DPF-102-B | 1826.55 | Tower Light(LED) | PTD | 56mm | AC/DC 24V
- | PTD-DPF-102-C | 1826.55 | Tower Light(LED) | PTD | 56mm | AC/DC 24V
- | PTD-DR-102-R | 2093.85 | Tower Light(LED) | PTD | 56mm | AC/DC 24V
- | PTD-DR-102-Y | 2093.85 | Tower Light(LED) | PTD | 56mm | AC/DC 24V
- | PTD-DR-102-G | 2093.85 | Tower Light(LED) | PTD | 56mm | AC/DC 24V
- | PTD-DR-102-B | 2093.85 | Tower Light(LED) | PTD | 56mm | AC/DC 24V
- | PTD-DR-102-C | 2093.85 | Tower Light(LED) | PTD | 56mm | AC/DC 24V
- | PTD-DRF-102-R | 2182.95 | Tower Light(LED) | PTD | 56mm | AC/DC 24V
- | PTD-DRF-102-Y | 2182.95 | Tower Light(LED) | PTD | 56mm | AC/DC 24V
- | PTD-DRF-102-G | 2182.95 | Tower Light(LED) | PTD | 56mm | AC/DC 24V
- | PTD-DRF-102-B | 2182.95 | Tower Light(LED) | PTD | 56mm | AC/DC 24V
- | PTD-DRF-102-C | 2182.95 | Tower Light(LED) | PTD | 56mm | AC/DC 24V
- | PTD-DM-102-R | 1782 | Tower Light(LED) | PTD | 56mm | AC/DC 24V
- | PTD-DM-102-Y | 1782 | Tower Light(LED) | PTD | 56mm | AC/DC 24V
- | PTD-DM-102-G | 1782 | Tower Light(LED) | PTD | 56mm | AC/DC 24V
- | PTD-DM-102-B | 1782 | Tower Light(LED) | PTD | 56mm | AC/DC 24V
- | PTD-DM-102-C | 1782 | Tower Light(LED) | PTD | 56mm | AC/DC 24V
- | PTD-DMF-102-R | 1871.1 | Tower Light(LED) | PTD | 56mm | AC/DC 24V
- | PTD-DMF-102-Y | 1871.1 | Tower Light(LED) | PTD | 56mm | AC/DC 24V
- | PTD-DMF-102-G | 1871.1 | Tower Light(LED) | PTD | 56mm | AC/DC 24V
- | PTD-DMF-102-B | 1871.1 | Tower Light(LED) | PTD | 56mm | AC/DC 24V
- | PTD-DMF-102-C | 1871.1 | Tower Light(LED) | PTD | 56mm | AC/DC 24V
- | PTD-DW-102-R | 1746.36 | Tower Light(LED) | PTD | 56mm | AC/DC 24V
- | PTD-DW-102-Y | 1746.36 | Tower Light(LED) | PTD | 56mm | AC/DC 24V
- | PTD-DW-102-G | 1746.36 | Tower Light(LED) | PTD | 56mm | AC/DC 24V
- | PTD-DW-102-B | 1746.36 | Tower Light(LED) | PTD | 56mm | AC/DC 24V
- | PTD-DW-102-C | 1746.36 | Tower Light(LED) | PTD | 56mm | AC/DC 24V
- | PTD-DWF-102-R | 1826.55 | Tower Light(LED) | PTD | 56mm | AC/DC 24V
- | PTD-DWF-102-Y | 1826.55 | Tower Light(LED) | PTD | 56mm | AC/DC 24V
- | PTD-DWF-102-G | 1826.55 | Tower Light(LED) | PTD | 56mm | AC/DC 24V
- | PTD-DWF-102-B | 1826.55 | Tower Light(LED) | PTD | 56mm | AC/DC 24V
- | PTD-DWF-102-C | 1826.55 | Tower Light(LED) | PTD | 56mm | AC/DC 24V
- | PTD-DJ-102-R | 1924.56 | Tower Light(LED) | PTD | 56mm | AC/DC 24V L=249~289(A)
- | PTD-DJ-102-Y | 1924.56 | Tower Light(LED) | PTD | 56mm | AC/DC 24V L=249~289(A)
- | PTD-DJ-102-G | 1924.56 | Tower Light(LED) | PTD | 56mm | AC/DC 24V L=249~289(A)
- | PTD-DJ-102-B | 1924.56 | Tower Light(LED) | PTD | 56mm | AC/DC 24V L=249~289(A)
- | PTD-DJ-102-C | 1924.56 | Tower Light(LED) | PTD | 56mm | AC/DC 24V L=249~289(A)
- | PTD-DJF-102-R | 2013.66 | Tower Light(LED) | PTD | 56mm | AC/DC 24V L=249~289(A)
- | PTD-DJF-102-Y | 2013.66 | Tower Light(LED) | PTD | 56mm | AC/DC 24V L=249~289(A)
- | PTD-DJF-102-G | 2013.66 | Tower Light(LED) | PTD | 56mm | AC/DC 24V L=249~289(A)
- | PTD-DJF-102-B | 2013.66 | Tower Light(LED) | PTD | 56mm | AC/DC 24V L=249~289(A)
- | PTD-DJF-102-C | 2013.66 | Tower Light(LED) | PTD | 56mm | AC/DC 24V L=249~289(A)
- | PTD-TC-102-R | 2182.95 | Tower Light(LED) | PTD | 56mm | AC/DC 24V
- | PTD-TC-102-Y | 2182.95 | Tower Light(LED) | PTD | 56mm | AC/DC 24V
- | PTD-TC-102-G | 2182.95 | Tower Light(LED) | PTD | 56mm | AC/DC 24V
- | PTD-TC-102-B | 2182.95 | Tower Light(LED) | PTD | 56mm | AC/DC 24V
- | PTD-TC-102-C | 2182.95 | Tower Light(LED) | PTD | 56mm | AC/DC 24V
- | PTD-TC-1FF-R | 2548.26 | Tower Light(LED) | PTD | 56mm | AC 90~240V
- | PTD-TC-1FF-Y | 2548.26 | Tower Light(LED) | PTD | 56mm | AC 90~240V
- | PTD-TC-1FF-G | 2548.26 | Tower Light(LED) | PTD | 56mm | AC 90~240V
- | PTD-TC-1FF-B | 2548.26 | Tower Light(LED) | PTD | 56mm | AC 90~240V
- | PTD-TC-1FF-C | 2548.26 | Tower Light(LED) | PTD | 56mm | AC 90~240V
- | PTD-TCF-102-R | 2272.05 | Tower Light(LED) | PTD | 56mm | AC/DC 24V
- | PTD-TCF-102-Y | 2272.05 | Tower Light(LED) | PTD | 56mm | AC/DC 24V
- | PTD-TCF-102-G | 2272.05 | Tower Light(LED) | PTD | 56mm | AC/DC 24V
- | PTD-TCF-102-B | 2272.05 | Tower Light(LED) | PTD | 56mm | AC/DC 24V
- | PTD-TCF-102-C | 2272.05 | Tower Light(LED) | PTD | 56mm | AC/DC 24V
- | PTD-TCF-1FF-R | 2637.36 | Tower Light(LED) | PTD | 56mm | AC 90~240V
- | PTD-TCF-1FF-Y | 2637.36 | Tower Light(LED) | PTD | 56mm | AC 90~240V
- | PTD-TCF-1FF-G | 2637.36 | Tower Light(LED) | PTD | 56mm | AC 90~240V
- | PTD-TCF-1FF-B | 2637.36 | Tower Light(LED) | PTD | 56mm | AC 90~240V
- | PTD-TCF-1FF-C | 2637.36 | Tower Light(LED) | PTD | 56mm | AC 90~240V
- | PTD-TG-102-R | 2325.51 | Tower Light(LED) | PTD | 56mm | AC/DC 24V
- | PTD-TG-102-Y | 2325.51 | Tower Light(LED) | PTD | 56mm | AC/DC 24V
- | PTD-TG-102-G | 2325.51 | Tower Light(LED) | PTD | 56mm | AC/DC 24V
- | PTD-TG-102-B | 2325.51 | Tower Light(LED) | PTD | 56mm | AC/DC 24V
- | PTD-TG-102-C | 2325.51 | Tower Light(LED) | PTD | 56mm | AC/DC 24V
- | PTD-TG-1FF-R | 2673 | Tower Light(LED) | PTD | 56mm | AC 90~240V
- | PTD-TG-1FF-Y | 2673 | Tower Light(LED) | PTD | 56mm | AC 90~240V
- | PTD-TG-1FF-G | 2673 | Tower Light(LED) | PTD | 56mm | AC 90~240V
- | PTD-TG-1FF-B | 2673 | Tower Light(LED) | PTD | 56mm | AC 90~240V
- | PTD-TG-1FF-C | 2673 | Tower Light(LED) | PTD | 56mm | AC 90~240V
- | PTD-TGF-102-R | 2414.61 | Tower Light(LED) | PTD | 56mm | AC/DC 24V
- | PTD-TGF-102-Y | 2414.61 | Tower Light(LED) | PTD | 56mm | AC/DC 24V
- | PTD-TGF-102-G | 2414.61 | Tower Light(LED) | PTD | 56mm | AC/DC 24V
- | PTD-TGF-102-B | 2414.61 | Tower Light(LED) | PTD | 56mm | AC/DC 24V
- | PTD-TGF-102-C | 2414.61 | Tower Light(LED) | PTD | 56mm | AC/DC 24V
- | PTD-TGF-1FF-R | 2762.1 | Tower Light(LED) | PTD | 56mm | AC 90~240V
- | PTD-TGF-1FF-Y | 2762.1 | Tower Light(LED) | PTD | 56mm | AC 90~240V
- | PTD-TGF-1FF-G | 2762.1 | Tower Light(LED) | PTD | 56mm | AC 90~240V
- | PTD-TGF-1FF-B | 2762.1 | Tower Light(LED) | PTD | 56mm | AC 90~240V
- | PTD-TGF-1FF-C | 2762.1 | Tower Light(LED) | PTD | 56mm | AC 90~240V
- | PTD-TP-102-R | 2272.05 | Tower Light(LED) | PTD | 56mm | AC/DC 24V
- | PTD-TP-102-Y | 2272.05 | Tower Light(LED) | PTD | 56mm | AC/DC 24V
- | PTD-TP-102-G | 2272.05 | Tower Light(LED) | PTD | 56mm | AC/DC 24V
- | PTD-TP-102-B | 2272.05 | Tower Light(LED) | PTD | 56mm | AC/DC 24V
- | PTD-TP-102-C | 2272.05 | Tower Light(LED) | PTD | 56mm | AC/DC 24V
- | PTD-TP-1FF-R | 2637.36 | Tower Light(LED) | PTD | 56mm | AC 90~240V
- | PTD-TP-1FF-Y | 2637.36 | Tower Light(LED) | PTD | 56mm | AC 90~240V
- | PTD-TP-1FF-G | 2637.36 | Tower Light(LED) | PTD | 56mm | AC 90~240V
- | PTD-TP-1FF-B | 2637.36 | Tower Light(LED) | PTD | 56mm | AC 90~240V
- | PTD-TP-1FF-C | 2637.36 | Tower Light(LED) | PTD | 56mm | AC 90~240V
- | PTD-TPF-102-R | 2361.15 | Tower Light(LED) | PTD | 56mm | AC/DC 24V
- | PTD-TPF-102-Y | 2361.15 | Tower Light(LED) | PTD | 56mm | AC/DC 24V
- | PTD-TPF-102-G | 2361.15 | Tower Light(LED) | PTD | 56mm | AC/DC 24V
- | PTD-TPF-102-B | 2361.15 | Tower Light(LED) | PTD | 56mm | AC/DC 24V
- | PTD-TPF-102-C | 2361.15 | Tower Light(LED) | PTD | 56mm | AC/DC 24V
- | PTD-TPF-1FF-R | 2717.55 | Tower Light(LED) | PTD | 56mm | AC 90~240V
- | PTD-TPF-1FF-Y | 2717.55 | Tower Light(LED) | PTD | 56mm | AC 90~240V
- | PTD-TPF-1FF-G | 2717.55 | Tower Light(LED) | PTD | 56mm | AC 90~240V
- | PTD-TPF-1FF-B | 2717.55 | Tower Light(LED) | PTD | 56mm | AC 90~240V
- | PTD-TPF-1FF-C | 2717.55 | Tower Light(LED) | PTD | 56mm | AC 90~240V
- | PTD-TR-102-R | 2583.9 | Tower Light(LED) | PTD | 56mm | AC/DC 24V
- | PTD-TR-102-Y | 2583.9 | Tower Light(LED) | PTD | 56mm | AC/DC 24V
- | PTD-TR-102-G | 2583.9 | Tower Light(LED) | PTD | 56mm | AC/DC 24V
- | PTD-TR-102-B | 2583.9 | Tower Light(LED) | PTD | 56mm | AC/DC 24V
- | PTD-TR-102-C | 2583.9 | Tower Light(LED) | PTD | 56mm | AC/DC 24V
- | PTD-TR-1FF-R | 2940.3 | Tower Light(LED) | PTD | 56mm | AC 90~240V
- | PTD-TR-1FF-Y | 2940.3 | Tower Light(LED) | PTD | 56mm | AC 90~240V
- | PTD-TR-1FF-G | 2940.3 | Tower Light(LED) | PTD | 56mm | AC 90~240V
- | PTD-TR-1FF-B | 2940.3 | Tower Light(LED) | PTD | 56mm | AC 90~240V
- | PTD-TR-1FF-C | 2940.3 | Tower Light(LED) | PTD | 56mm | AC 90~240V
- | PTD-TRF-102-R | 2673 | Tower Light(LED) | PTD | 56mm | AC/DC 24V
- | PTD-TRF-102-Y | 2673 | Tower Light(LED) | PTD | 56mm | AC/DC 24V
- | PTD-TRF-102-G | 2673 | Tower Light(LED) | PTD | 56mm | AC/DC 24V
- | PTD-TRF-102-B | 2673 | Tower Light(LED) | PTD | 56mm | AC/DC 24V
- | PTD-TRF-102-C | 2673 | Tower Light(LED) | PTD | 56mm | AC/DC 24V
- | PTD-TRF-1FF-R | 3029.4 | Tower Light(LED) | PTD | 56mm | AC 90~240V
- | PTD-TRF-1FF-Y | 3029.4 | Tower Light(LED) | PTD | 56mm | AC 90~240V
- | PTD-TRF-1FF-G | 3029.4 | Tower Light(LED) | PTD | 56mm | AC 90~240V
- | PTD-TRF-1FF-B | 3029.4 | Tower Light(LED) | PTD | 56mm | AC 90~240V
- | PTD-TRF-1FF-C | 3029.4 | Tower Light(LED) | PTD | 56mm | AC 90~240V
- | PTD-TM-102-R | 2272.05 | Tower Light(LED) | PTD | 56mm | AC/DC 24V
- | PTD-TM-102-Y | 2272.05 | Tower Light(LED) | PTD | 56mm | AC/DC 24V
- | PTD-TM-102-G | 2272.05 | Tower Light(LED) | PTD | 56mm | AC/DC 24V
- | PTD-TM-102-B | 2272.05 | Tower Light(LED) | PTD | 56mm | AC/DC 24V
- | PTD-TM-102-C | 2272.05 | Tower Light(LED) | PTD | 56mm | AC/DC 24V
- | PTD-TM-1FF-R | 2637.36 | Tower Light(LED) | PTD | 56mm | AC 90~240V
- | PTD-TM-1FF-Y | 2637.36 | Tower Light(LED) | PTD | 56mm | AC 90~240V
- | PTD-TM-1FF-G | 2637.36 | Tower Light(LED) | PTD | 56mm | AC 90~240V
- | PTD-TM-1FF-B | 2637.36 | Tower Light(LED) | PTD | 56mm | AC 90~240V
- | PTD-TM-1FF-C | 2637.36 | Tower Light(LED) | PTD | 56mm | AC 90~240V
- | PTD-TMF-102-R | 2361.15 | Tower Light(LED) | PTD | 56mm | AC/DC 24V
- | PTD-TMF-102-Y | 2361.15 | Tower Light(LED) | PTD | 56mm | AC/DC 24V
- | PTD-TMF-102-G | 2361.15 | Tower Light(LED) | PTD | 56mm | AC/DC 24V
- | PTD-TMF-102-B | 2361.15 | Tower Light(LED) | PTD | 56mm | AC/DC 24V
- | PTD-TMF-102-C | 2361.15 | Tower Light(LED) | PTD | 56mm | AC/DC 24V
- | PTD-TMF-1FF-R | 2717.55 | Tower Light(LED) | PTD | 56mm | AC 90~240V
- | PTD-TMF-1FF-Y | 2717.55 | Tower Light(LED) | PTD | 56mm | AC 90~240V
- | PTD-TMF-1FF-G | 2717.55 | Tower Light(LED) | PTD | 56mm | AC 90~240V
- | PTD-TMF-1FF-B | 2717.55 | Tower Light(LED) | PTD | 56mm | AC 90~240V
- | PTD-TMF-1FF-C | 2717.55 | Tower Light(LED) | PTD | 56mm | AC 90~240V
- | PTD-TW-102-R | 2236.41 | Tower Light(LED) | PTD | 56mm | AC/DC 24V
- | PTD-TW-102-Y | 2236.41 | Tower Light(LED) | PTD | 56mm | AC/DC 24V
- | PTD-TW-102-G | 2236.41 | Tower Light(LED) | PTD | 56mm | AC/DC 24V
- | PTD-TW-102-B | 2236.41 | Tower Light(LED) | PTD | 56mm | AC/DC 24V
- | PTD-TW-102-C | 2236.41 | Tower Light(LED) | PTD | 56mm | AC/DC 24V
- | PTD-TW-1FF-R | 2583.9 | Tower Light(LED) | PTD | 56mm | AC 90~240V
- | PTD-TW-1FF-Y | 2583.9 | Tower Light(LED) | PTD | 56mm | AC 90~240V
- | PTD-TW-1FF-G | 2583.9 | Tower Light(LED) | PTD | 56mm | AC 90~240V
- | PTD-TW-1FF-B | 2583.9 | Tower Light(LED) | PTD | 56mm | AC 90~240V
- | PTD-TW-1FF-C | 2583.9 | Tower Light(LED) | PTD | 56mm | AC 90~240V
- | PTD-TWF-102-R | 2325.51 | Tower Light(LED) | PTD | 56mm | AC/DC 24V
- | PTD-TWF-102-Y | 2325.51 | Tower Light(LED) | PTD | 56mm | AC/DC 24V
- | PTD-TWF-102-G | 2325.51 | Tower Light(LED) | PTD | 56mm | AC/DC 24V
- | PTD-TWF-102-B | 2325.51 | Tower Light(LED) | PTD | 56mm | AC/DC 24V
- | PTD-TWF-102-C | 2325.51 | Tower Light(LED) | PTD | 56mm | AC/DC 24V
- | PTD-TWF-1FF-R | 2673 | Tower Light(LED) | PTD | 56mm | AC 90~240V
- | PTD-TWF-1FF-Y | 2673 | Tower Light(LED) | PTD | 56mm | AC 90~240V
- | PTD-TWF-1FF-G | 2673 | Tower Light(LED) | PTD | 56mm | AC 90~240V
- | PTD-TWF-1FF-B | 2673 | Tower Light(LED) | PTD | 56mm | AC 90~240V
- | PTD-TWF-1FF-C | 2673 | Tower Light(LED) | PTD | 56mm | AC 90~240V
- | PTD-TJ-102-R | 2414.61 | Tower Light(LED) | PTD | 56mm | AC/DC 24V L=314~354(A)
- | PTD-TJ-102-Y | 2414.61 | Tower Light(LED) | PTD | 56mm | AC/DC 24V L=314~354(A)
- | PTD-TJ-102-G | 2414.61 | Tower Light(LED) | PTD | 56mm | AC/DC 24V L=314~354(A)
- | PTD-TJ-102-B | 2414.61 | Tower Light(LED) | PTD | 56mm | AC/DC 24V L=314~354(A)
- | PTD-TJ-102-C | 2414.61 | Tower Light(LED) | PTD | 56mm | AC/DC 24V L=314~354(A)
- | PTD-TJ-1FF-R | 2762.1 | Tower Light(LED) | PTD | 56mm | AC 90~240V L=314~354(A)
- | PTD-TJ-1FF-Y | 2762.1 | Tower Light(LED) | PTD | 56mm | AC 90~240V L=314~354(A)
- | PTD-TJ-1FF-G | 2762.1 | Tower Light(LED) | PTD | 56mm | AC 90~240V L=314~354(A)
- | PTD-TJ-1FF-B | 2762.1 | Tower Light(LED) | PTD | 56mm | AC 90~240V L=314~354(A)
- | PTD-TJ-1FF-C | 2762.1 | Tower Light(LED) | PTD | 56mm | AC 90~240V L=314~354(A)
- | PTD-TJF-102-R | 2503.71 | Tower Light(LED) | PTD | 56mm | AC/DC 24V L=314~354(A)
- | PTD-TJF-102-Y | 2503.71 | Tower Light(LED) | PTD | 56mm | AC/DC 24V L=314~354(A)
- | PTD-TJF-102-G | 2503.71 | Tower Light(LED) | PTD | 56mm | AC/DC 24V L=314~354(A)
- | PTD-TJF-102-B | 2503.71 | Tower Light(LED) | PTD | 56mm | AC/DC 24V L=314~354(A)
- | PTD-TJF-102-C | 2503.71 | Tower Light(LED) | PTD | 56mm | AC/DC 24V L=314~354(A)
- | PTD-TJF-1FF-R | 2851.2 | Tower Light(LED) | PTD | 56mm | AC 90~240V L=314~354(A)
- | PTD-TJF-1FF-Y | 2851.2 | Tower Light(LED) | PTD | 56mm | AC 90~240V L=314~354(A)
- | PTD-TJF-1FF-G | 2851.2 | Tower Light(LED) | PTD | 56mm | AC 90~240V L=314~354(A)
- | PTD-TJF-1FF-B | 2851.2 | Tower Light(LED) | PTD | 56mm | AC 90~240V L=314~354(A)
- | PTD-TJF-1FF-C | 2851.2 | Tower Light(LED) | PTD | 56mm | AC 90~240V L=314~354(A)
- | PTD-LC-102-R | 1657.26 | Tower Light(LED) | PTD | 56mm | AC/DC 24V
- | PTD-LC-102-Y | 1657.26 | Tower Light(LED) | PTD | 56mm | AC/DC 24V
- | PTD-LC-102-G | 1657.26 | Tower Light(LED) | PTD | 56mm | AC/DC 24V
- | PTD-LC-102-B | 1657.26 | Tower Light(LED) | PTD | 56mm | AC/DC 24V
- | PTD-LC-102-C | 1657.26 | Tower Light(LED) | PTD | 56mm | AC/DC 24V
- | PTD-LCF-102-R | 1746.36 | Tower Light(LED) | PTD | 56mm | AC/DC 24V
- | PTD-LCF-102-Y | 1746.36 | Tower Light(LED) | PTD | 56mm | AC/DC 24V
- | PTD-LCF-102-G | 1746.36 | Tower Light(LED) | PTD | 56mm | AC/DC 24V
- | PTD-LCF-102-B | 1746.36 | Tower Light(LED) | PTD | 56mm | AC/DC 24V
- | PTD-LCF-102-C | 1746.36 | Tower Light(LED) | PTD | 56mm | AC/DC 24V
- | PLDS-101-R | 1470.15 | Tower Light(LED) | PLD | 25mm | AC/DC 12V | PLDS 1~5 Stack(LED Stedy AC/DC 12V)
- | PLDS-201-RG | 1871.1 | Tower Light(LED) | PLD | 25mm | AC/DC 12V | PLDS 1~5 Stack(LED Stedy AC/DC 12V)
- | PLDS-301-RYG | 2182.95 | Tower Light(LED) | PLD | 25mm | AC/DC 12V | PLDS 1~5 Stack(LED Stedy AC/DC 12V)
- | PLDS-401-RYGB | 2583.9 | Tower Light(LED) | PLD | 25mm | AC/DC 12V | PLDS 1~5 Stack(LED Stedy AC/DC 12V)
- | PLDS-501-RYGBC | 2993.76 | Tower Light(LED) | PLD | 25mm | AC/DC 12V | PLDS 1~5 Stack(LED Stedy AC/DC 12V)
- | PLDS-102-R | 1470.15 | Tower Light(LED) | PLD | 25mm | AC/DC 24V | PLDS 1~5 Stack(LED Stedy AC/DC 24V)
- | PLDS-202-RG | 1871.1 | Tower Light(LED) | PLD | 25mm | AC/DC 24V | PLDS 1~5 Stack(LED Stedy AC/DC 24V)
- | PLDS-302-RYG | 2182.95 | Tower Light(LED) | PLD | 25mm | AC/DC 24V | PLDS 1~5 Stack(LED Stedy AC/DC 24V)
- | PLDS-402-RYGB | 2583.9 | Tower Light(LED) | PLD | 25mm | AC/DC 24V | PLDS 1~5 Stack(LED Stedy AC/DC 24V)
- | PLDS-502-RYGBC | 2993.76 | Tower Light(LED) | PLD | 25mm | AC/DC 24V | PLDS 1~5 Stack(LED Stedy AC/DC 24V)
- | PLDSF-101-R | 1559.25 | Tower Light(LED) | PLD | 25mm | AC/DC 12V | PLDSF 1~5 Stack(LED Stedy + Flashing AC/DC 12V)
- | PLDSF-201-RG | 1960.2 | Tower Light(LED) | PLD | 25mm | AC/DC 12V | PLDSF 1~5 Stack(LED Stedy + Flashing AC/DC 12V)
- | PLDSF-301-RYG | 2272.05 | Tower Light(LED) | PLD | 25mm | AC/DC 12V | PLDSF 1~5 Stack(LED Stedy + Flashing AC/DC 12V)
- | PLDSF-401-RYGB | 2673 | Tower Light(LED) | PLD | 25mm | AC/DC 12V | PLDSF 1~5 Stack(LED Stedy + Flashing AC/DC 12V)
- | PLDSF-501-RYGBC | 3073.95 | Tower Light(LED) | PLD | 25mm | AC/DC 12V | PLDSF 1~5 Stack(LED Stedy + Flashing AC/DC 12V)
- | PLDSF-102-R | 1559.25 | Tower Light(LED) | PLD | 25mm | AC/DC 24V | PLDSF 1~5 Stack(LED Stedy + Flashing AC/DC 24V)
- | PLDSF-202-RG | 1960.2 | Tower Light(LED) | PLD | 25mm | AC/DC 24V | PLDSF 1~5 Stack(LED Stedy + Flashing AC/DC 24V)
- | PLDSF-302-RYG | 2272.05 | Tower Light(LED) | PLD | 25mm | AC/DC 24V | PLDSF 1~5 Stack(LED Stedy + Flashing AC/DC 24V)
- | PLDSF-402-RYGB | 2673 | Tower Light(LED) | PLD | 25mm | AC/DC 24V | PLDSF 1~5 Stack(LED Stedy + Flashing AC/DC 24V)
- | PLDSF-502-RYGBC | 3073.95 | Tower Light(LED) | PLD | 25mm | AC/DC 24V | PLDSF 1~5 Stack(LED Stedy + Flashing AC/DC 24V)
- | PLDM-101-R | 1523.61 | Tower Light(LED) | PLD | 25mm | AC/DC 12V | PLDM 1~5 Stack(LED Stedy AC/DC 12V)
- | PLDM-201-RG | 1924.56 | Tower Light(LED) | PLD | 25mm | AC/DC 12V | PLDM 1~5 Stack(LED Stedy AC/DC 12V)
- | PLDM-301-RYG | 2236.41 | Tower Light(LED) | PLD | 25mm | AC/DC 12V | PLDM 1~5 Stack(LED Stedy AC/DC 12V)
- | PLDM-401-RYGB | 2637.36 | Tower Light(LED) | PLD | 25mm | AC/DC 12V | PLDM 1~5 Stack(LED Stedy AC/DC 12V)
- | PLDM-501-RYGBC | 3029.4 | Tower Light(LED) | PLD | 25mm | AC/DC 12V | PLDM 1~5 Stack(LED Stedy AC/DC 12V)
- | PLDM-102-R | 1523.61 | Tower Light(LED) | PLD | 25mm | AC/DC 24V | PLDM 1~5 Stack(LED Stedy AC/DC 24V)
- | PLDM-202-RG | 1924.56 | Tower Light(LED) | PLD | 25mm | AC/DC 24V | PLDM 1~5 Stack(LED Stedy AC/DC 24V)
- | PLDM-302-RYG | 2236.41 | Tower Light(LED) | PLD | 25mm | AC/DC 24V | PLDM 1~5 Stack(LED Stedy AC/DC 24V)
- | PLDM-402-RYGB | 2637.36 | Tower Light(LED) | PLD | 25mm | AC/DC 24V | PLDM 1~5 Stack(LED Stedy AC/DC 24V)
- | PLDM-502-RYGBC | 3029.4 | Tower Light(LED) | PLD | 25mm | AC/DC 24V | PLDM 1~5 Stack(LED Stedy AC/DC 24V)
- | PLDMF-101-R | 1603.8 | Tower Light(LED) | PLD | 25mm | AC/DC 12V | PLDMF 1~5 Stack(LED Stedy + Flashing AC/DC 12V)
- | PLDMF-201-RG | 2013.66 | Tower Light(LED) | PLD | 25mm | AC/DC 12V | PLDMF 1~5 Stack(LED Stedy + Flashing AC/DC 12V)
- | PLDMF-301-RYG | 2325.51 | Tower Light(LED) | PLD | 25mm | AC/DC 12V | PLDMF 1~5 Stack(LED Stedy + Flashing AC/DC 12V)
- | PLDMF-401-RYGB | 2717.55 | Tower Light(LED) | PLD | 25mm | AC/DC 12V | PLDMF 1~5 Stack(LED Stedy + Flashing AC/DC 12V)
- | PLDMF-501-RYGBC | 3118.5 | Tower Light(LED) | PLD | 25mm | AC/DC 12V | PLDMF 1~5 Stack(LED Stedy + Flashing AC/DC 12V)
- | PLDMF-102-R | 1603.8 | Tower Light(LED) | PLD | 25mm | AC/DC 24V | PLDMF 1~5 Stack(LED Stedy + Flashing AC/DC 24V)
- | PLDMF-202-RG | 2013.66 | Tower Light(LED) | PLD | 25mm | AC/DC 24V | PLDMF 1~5 Stack(LED Stedy + Flashing AC/DC 24V)
- | PLDMF-302-RYG | 2325.51 | Tower Light(LED) | PLD | 25mm | AC/DC 24V | PLDMF 1~5 Stack(LED Stedy + Flashing AC/DC 24V)
- | PLDMF-402-RYGB | 2717.55 | Tower Light(LED) | PLD | 25mm | AC/DC 24V | PLDMF 1~5 Stack(LED Stedy + Flashing AC/DC 24V)
- | PLDMF-502-RYGBC | 3118.5 | Tower Light(LED) | PLD | 25mm | AC/DC 24V | PLDMF 1~5 Stack(LED Stedy + Flashing AC/DC 24V)
- | PLDL-101-R | 1559.25 | Tower Light(LED) | PLD | 25mm | AC/DC 12V | PLDL 1~5 Stack(LED Stedy AC/DC 12V)
- | PLDL-201-RG | 1960.2 | Tower Light(LED) | PLD | 25mm | AC/DC 12V | PLDL 1~5 Stack(LED Stedy AC/DC 12V)
- | PLDL-301-RYG | 2272.05 | Tower Light(LED) | PLD | 25mm | AC/DC 12V | PLDL 1~5 Stack(LED Stedy AC/DC 12V)
- | PLDL-401-RYGB | 2673 | Tower Light(LED) | PLD | 25mm | AC/DC 12V | PLDL 1~5 Stack(LED Stedy AC/DC 12V)
- | PLDL-501-RYGBC | 3073.95 | Tower Light(LED) | PLD | 25mm | AC/DC 12V | PLDL 1~5 Stack(LED Stedy AC/DC 12V)
- | PLDL-102-R | 1559.25 | Tower Light(LED) | PLD | 25mm | AC/DC 24V | PLDL 1~5 Stack(LED Stedy AC/DC 24V)
- | PLDL-202-RG | 1960.2 | Tower Light(LED) | PLD | 25mm | AC/DC 24V | PLDL 1~5 Stack(LED Stedy AC/DC 24V)
- | PLDL-302-RYG | 2272.05 | Tower Light(LED) | PLD | 25mm | AC/DC 24V | PLDL 1~5 Stack(LED Stedy AC/DC 24V)
- | PLDL-402-RYGB | 2673 | Tower Light(LED) | PLD | 25mm | AC/DC 24V | PLDL 1~5 Stack(LED Stedy AC/DC 24V)
- | PLDL-502-RYGBC | 3073.95 | Tower Light(LED) | PLD | 25mm | AC/DC 24V | PLDL 1~5 Stack(LED Stedy AC/DC 24V)
- | PLDLF-101-R | 1657.26 | Tower Light(LED) | PLD | 25mm | AC/DC 12V | PLDLF 1~5 Stack(LED Stedy + Flashing AC/DC 12V)
- | PLDLF-201-RG | 2049.3 | Tower Light(LED) | PLD | 25mm | AC/DC 12V | PLDLF 1~5 Stack(LED Stedy + Flashing AC/DC 12V)
- | PLDLF-301-RYG | 2361.15 | Tower Light(LED) | PLD | 25mm | AC/DC 12V | PLDLF 1~5 Stack(LED Stedy + Flashing AC/DC 12V)
- | PLDLF-401-RYGB | 2762.1 | Tower Light(LED) | PLD | 25mm | AC/DC 12V | PLDLF 1~5 Stack(LED Stedy + Flashing AC/DC 12V)
- | PLDLF-501-RYGBC | 3163.05 | Tower Light(LED) | PLD | 25mm | AC/DC 12V | PLDLF 1~5 Stack(LED Stedy + Flashing AC/DC 12V)
- | PLDLF-102-R | 1657.26 | Tower Light(LED) | PLD | 25mm | AC/DC 24V | PLDLF 1~5 Stack(LED Stedy + Flashing AC/DC 24V)
- | PLDLF-202-RG | 2049.3 | Tower Light(LED) | PLD | 25mm | AC/DC 24V | PLDLF 1~5 Stack(LED Stedy + Flashing AC/DC 24V)
- | PLDLF-302-RYG | 2361.15 | Tower Light(LED) | PLD | 25mm | AC/DC 24V | PLDLF 1~5 Stack(LED Stedy + Flashing AC/DC 24V)
- | PLDLF-402-RYGB | 2762.1 | Tower Light(LED) | PLD | 25mm | AC/DC 24V | PLDLF 1~5 Stack(LED Stedy + Flashing AC/DC 24V)
- | PLDLF-502-RYGBC | 3163.05 | Tower Light(LED) | PLD | 25mm | AC/DC 24V | PLDLF 1~5 Stack(LED Stedy + Flashing AC/DC 24V)
- | PWE-101-R | 3742.2 | Tower Light(LED) | PWE | 90mm | AC/DC 12V | PWE-1~3 Stack(LED Stedy AC/DC 12V)
- | PWE-201-RG | 4178.79 | Tower Light(LED) | PWE | 90mm | AC/DC 12V | PWE-1~3 Stack(LED Stedy AC/DC 12V)
- | PWE-301-RYG | 4615.38 | Tower Light(LED) | PWE | 90mm | AC/DC 12V | PWE-1~3 Stack(LED Stedy AC/DC 12V)
- | PWE-102-R | 3742.2 | Tower Light(LED) | PWE | 90mm | AC/DC 24V | PWE-1~3 Stack(LED Stedy AC/DC 24V)
- | PWE-202-RG | 4178.79 | Tower Light(LED) | PWE | 90mm | AC/DC 24V | PWE-1~3 Stack(LED Stedy AC/DC 24V)
- | PWE-302-RYG | 4615.38 | Tower Light(LED) | PWE | 90mm | AC/DC 24V | PWE-1~3 Stack(LED Stedy AC/DC 24V)
- | PWE-1FF-R | 3929.31 | Tower Light(LED) | PWE | 90mm | AC 90~240V | PWE-1~3 Stack(LED Stedy AC 90~240V)
- | PWE-2FF-RG | 4365.9 | Tower Light(LED) | PWE | 90mm | AC 90~240V | PWE-1~3 Stack(LED Stedy AC 90~240V)
- | PWE-3FF-RYG | 4802.49 | Tower Light(LED) | PWE | 90mm | AC 90~240V | PWE-1~3 Stack(LED Stedy AC 90~240V)
- | PWEF-101-R | 3929.31 | Tower Light(LED) | PWE | 90mm | AC/DC 12V | PWEF-1~3 Stack(LED Stedy + Flashing AC/DC 12V)
- | PWEF-201-RG | 4365.9 | Tower Light(LED) | PWE | 90mm | AC/DC 12V | PWEF-1~3 Stack(LED Stedy + Flashing AC/DC 12V)
- | PWEF-301-RYG | 4802.49 | Tower Light(LED) | PWE | 90mm | AC/DC 12V | PWEF-1~3 Stack(LED Stedy + Flashing AC/DC 12V)
- | PWEF-102-R | 3929.31 | Tower Light(LED) | PWE | 90mm | AC/DC 24V | PWEF-1~3 Stack(LED Stedy + Flashing AC/DC 24V)
- | PWEF-202-RG | 4365.9 | Tower Light(LED) | PWE | 90mm | AC/DC 24V | PWEF-1~3 Stack(LED Stedy + Flashing AC/DC 24V)
- | PWEF-302-RYG | 4802.49 | Tower Light(LED) | PWE | 90mm | AC/DC 24V | PWEF-1~3 Stack(LED Stedy + Flashing AC/DC 24V)
- | PWEF-1FF-R | 4116.42 | Tower Light(LED) | PWE | 90mm | AC 90~240V | PWEF-1~3 Stack(LED Stedy + Flashing AC 90~240V)
- | PWEF-2FF-RG | 4561.92 | Tower Light(LED) | PWE | 90mm | AC 90~240V | PWEF-1~3 Stack(LED Stedy + Flashing AC 90~240V)
- | PWEF-3FF-RYG | 4989.6 | Tower Light(LED) | PWE | 90mm | AC 90~240V | PWEF-1~3 Stack(LED Stedy + Flashing AC 90~240V)
- | PWEB-101-R | 4143.15 | Tower Light(LED) | PWE | 90mm | AC/DC 12V | PWEB-1~3 Stack(LED Stedy + Buzzer AC/DC 12V)
- | PWEB-201-RG | 4588.65 | Tower Light(LED) | PWE | 90mm | AC/DC 12V | PWEB-1~3 Stack(LED Stedy + Buzzer AC/DC 12V)
- | PWEB-301-RYG | 5016.33 | Tower Light(LED) | PWE | 90mm | AC/DC 12V | PWEB-1~3 Stack(LED Stedy + Buzzer AC/DC 12V)
- | PWEB-102-R | 4143.15 | Tower Light(LED) | PWE | 90mm | AC/DC 24V | PWEB-1~3 Stack(LED Stedy + Buzzer AC/DC 24V)
- | PWEB-202-RG | 4588.65 | Tower Light(LED) | PWE | 90mm | AC/DC 24V | PWEB-1~3 Stack(LED Stedy + Buzzer AC/DC 24V)
- | PWEB-302-RYG | 5016.33 | Tower Light(LED) | PWE | 90mm | AC/DC 24V | PWEB-1~3 Stack(LED Stedy + Buzzer AC/DC 24V)
- | PWEB-1FF-R | 4330.26 | Tower Light(LED) | PWE | 90mm | AC 90~240V | PWEB-1~3 Stack(LED Stedy + Buzzer AC 90~240V)
- | PWEB-2FF-RG | 4775.76 | Tower Light(LED) | PWE | 90mm | AC 90~240V | PWEB-1~3 Stack(LED Stedy + Buzzer AC 90~240V)
- | PWEB-3FF-RYG | 5203.44 | Tower Light(LED) | PWE | 90mm | AC 90~240V | PWEB-1~3 Stack(LED Stedy + Buzzer AC 90~240V)
- | PWEZ-101-R | 4428.27 | Tower Light(LED) | PWE | 90mm | AC/DC 12V | PWEZ-1~3 Stack(LED Stedy + Flashing + Buzzer AC/DC 12V)
- | PWEZ-201-RG | 4864.86 | Tower Light(LED) | PWE | 90mm | AC/DC 12V | PWEZ-1~3 Stack(LED Stedy + Flashing + Buzzer AC/DC 12V)
- | PWEZ-301-RYG | 5301.45 | Tower Light(LED) | PWE | 90mm | AC/DC 12V | PWEZ-1~3 Stack(LED Stedy + Flashing + Buzzer AC/DC 12V)
- | PWEZ-102-R | 4428.27 | Tower Light(LED) | PWE | 90mm | AC/DC 24V | PWEZ-1~3 Stack(LED Stedy + Flashing + Buzzer AC/DC 24V)
- | PWEZ-202-RG | 4864.86 | Tower Light(LED) | PWE | 90mm | AC/DC 24V | PWEZ-1~3 Stack(LED Stedy + Flashing + Buzzer AC/DC 24V)
- | PWEZ-302-RYG | 5301.45 | Tower Light(LED) | PWE | 90mm | AC/DC 24V | PWEZ-1~3 Stack(LED Stedy + Flashing + Buzzer AC/DC 24V)
- | PWEZ-1FF-R | 4615.38 | Tower Light(LED) | PWE | 90mm | AC 90~240V | PWEZ-1~3 Stack(LED Stedy + Flashing + Buzzer AC 90~240V)
- | PWEZ-2FF-RG | 5051.97 | Tower Light(LED) | PWE | 90mm | AC 90~240V | PWEZ-1~3 Stack(LED Stedy + Flashing + Buzzer AC 90~240V)
- | PWEZ-3FF-RYG | 5488.56 | Tower Light(LED) | PWE | 90mm | AC 90~240V | PWEZ-1~3 Stack(LED Stedy + Flashing + Buzzer AC 90~240V)
- | PWEC-101-R | 3991.68 | Tower Light(LED) | PWE | 90mm | AC/DC 12V | PWEC-1~3 Stack(LED Stedy AC/DC 12V[Chrome Body])
- | PWEC-201-RG | 4428.27 | Tower Light(LED) | PWE | 90mm | AC/DC 12V | PWEC-1~3 Stack(LED Stedy AC/DC 12V[Chrome Body])
- | PWEC-301-RYG | 4864.86 | Tower Light(LED) | PWE | 90mm | AC/DC 12V | PWEC-1~3 Stack(LED Stedy AC/DC 12V[Chrome Body])
- | PWEC-102-R | 3991.68 | Tower Light(LED) | PWE | 90mm | AC/DC 24V | PWEC-1~3 Stack(LED Stedy AC/DC 24V[Chrome Body])
- | PWEC-202-RG | 4428.27 | Tower Light(LED) | PWE | 90mm | AC/DC 24V | PWEC-1~3 Stack(LED Stedy AC/DC 24V[Chrome Body])
- | PWEC-302-RYG | 4864.86 | Tower Light(LED) | PWE | 90mm | AC/DC 24V | PWEC-1~3 Stack(LED Stedy AC/DC 24V[Chrome Body])
- | PWEC-1FF-R | 4178.79 | Tower Light(LED) | PWE | 90mm | AC 90~240V | PWEC-1~3 Stack(LED Stedy AC 90~240V[Chrome Body])
- | PWEC-2FF-RG | 4615.38 | Tower Light(LED) | PWE | 90mm | AC 90~240V | PWEC-1~3 Stack(LED Stedy AC 90~240V[Chrome Body])
- | PWEC-3FF-RYG | 5051.97 | Tower Light(LED) | PWE | 90mm | AC 90~240V | PWEC-1~3 Stack(LED Stedy AC 90~240V[Chrome Body])
- | PWECF-101-R | 4178.79 | Tower Light(LED) | PWE | 90mm | AC/DC 12V | PWECF-1~3 Stack(LED Stedy + Flashing AC/DC 12V[Chrome Body])
- | PWECF-201-RG | 4615.38 | Tower Light(LED) | PWE | 90mm | AC/DC 12V | PWECF-1~3 Stack(LED Stedy + Flashing AC/DC 12V[Chrome Body])
- | PWECF-301-RYG | 5051.97 | Tower Light(LED) | PWE | 90mm | AC/DC 12V | PWECF-1~3 Stack(LED Stedy + Flashing AC/DC 12V[Chrome Body])
- | PWECF-102-R | 4178.79 | Tower Light(LED) | PWE | 90mm | AC/DC 24V | PWECF-1~3 Stack(LED Stedy + Flashing AC/DC 24V[Chrome Body])
- | PWECF-202-RG | 4615.38 | Tower Light(LED) | PWE | 90mm | AC/DC 24V | PWECF-1~3 Stack(LED Stedy + Flashing AC/DC 24V[Chrome Body])
- | PWECF-302-RYG | 5051.97 | Tower Light(LED) | PWE | 90mm | AC/DC 24V | PWECF-1~3 Stack(LED Stedy + Flashing AC/DC 24V[Chrome Body])
- | PWECF-1FF-R | 4365.9 | Tower Light(LED) | PWE | 90mm | AC 90~240V | PWECF-1~3 Stack(LED Stedy + Flashing AC 90~240V[Chrome Body])
- | PWECF-2FF-RG | 4802.49 | Tower Light(LED) | PWE | 90mm | AC 90~240V | PWECF-1~3 Stack(LED Stedy + Flashing AC 90~240V[Chrome Body])
- | PWECF-3FF-RYG | 5247.99 | Tower Light(LED) | PWE | 90mm | AC 90~240V | PWECF-1~3 Stack(LED Stedy + Flashing AC 90~240V[Chrome Body])
- | PWECB-101-R | 4401.54 | Tower Light(LED) | PWE | 90mm | AC/DC 12V | PWECB-1~3 Stack(LED Stedy + Buzzer AC/DC 12V[Chrome Body])
- | PWECB-201-RG | 4829.22 | Tower Light(LED) | PWE | 90mm | AC/DC 12V | PWECB-1~3 Stack(LED Stedy + Buzzer AC/DC 12V[Chrome Body])
- | PWECB-301-RYG | 5274.72 | Tower Light(LED) | PWE | 90mm | AC/DC 12V | PWECB-1~3 Stack(LED Stedy + Buzzer AC/DC 12V[Chrome Body])
- | PWECB-102-R | 4401.54 | Tower Light(LED) | PWE | 90mm | AC/DC 24V | PWECB-1~3 Stack(LED Stedy + Buzzer AC/DC 24V[Chrome Body])
- | PWECB-202-RG | 4829.22 | Tower Light(LED) | PWE | 90mm | AC/DC 24V | PWECB-1~3 Stack(LED Stedy + Buzzer AC/DC 24V[Chrome Body])
- | PWECB-302-RYG | 5274.72 | Tower Light(LED) | PWE | 90mm | AC/DC 24V | PWECB-1~3 Stack(LED Stedy + Buzzer AC/DC 24V[Chrome Body])
- | PWECB-1FF-R | 4588.65 | Tower Light(LED) | PWE | 90mm | AC 90~240V | PWECB-1~3 Stack(LED Stedy + Buzzer AC 90~240V[Chrome Body])
- | PWECB-2FF-RG | 5016.33 | Tower Light(LED) | PWE | 90mm | AC 90~240V | PWECB-1~3 Stack(LED Stedy + Buzzer AC 90~240V[Chrome Body])
- | PWECB-3FF-RYG | 5461.83 | Tower Light(LED) | PWE | 90mm | AC 90~240V | PWECB-1~3 Stack(LED Stedy + Buzzer AC 90~240V[Chrome Body])
- | PWECZ-101-R | 4677.75 | Tower Light(LED) | PWE | 90mm | AC/DC 12V | PWECZ-1~3 Stack(LED Stedy + Flashing + Buzzer AC/DC 12V[Chrome Body])
- | PWECZ-201-RG | 5114.34 | Tower Light(LED) | PWE | 90mm | AC/DC 12V | PWECZ-1~3 Stack(LED Stedy + Flashing + Buzzer AC/DC 12V[Chrome Body])
- | PWECZ-301-RYG | 5550.93 | Tower Light(LED) | PWE | 90mm | AC/DC 12V | PWECZ-1~3 Stack(LED Stedy + Flashing + Buzzer AC/DC 12V[Chrome Body])
- | PWECZ-102-R | 4677.75 | Tower Light(LED) | PWE | 90mm | AC/DC 24V | PWECZ-1~3 Stack(LED Stedy + Flashing + Buzzer AC/DC 24V[Chrome Body])
- | PWECZ-202-RG | 5114.34 | Tower Light(LED) | PWE | 90mm | AC/DC 24V | PWECZ-1~3 Stack(LED Stedy + Flashing + Buzzer AC/DC 24V[Chrome Body])
- | PWECZ-302-RYG | 5550.93 | Tower Light(LED) | PWE | 90mm | AC/DC 24V | PWECZ-1~3 Stack(LED Stedy + Flashing + Buzzer AC/DC 24V[Chrome Body])
- | PWECZ-1FF-R | 4864.86 | Tower Light(LED) | PWE | 90mm | AC 90~240V | PWECZ-1~3 Stack(LED Stedy + Flashing + Buzzer AC 90~240V[Chrome Body])
- | PWECZ-2FF-RG | 5301.45 | Tower Light(LED) | PWE | 90mm | AC 90~240V | PWECZ-1~3 Stack(LED Stedy + Flashing + Buzzer AC 90~240V[Chrome Body])
- | PWECZ-3FF-RYG | 5738.04 | Tower Light(LED) | PWE | 90mm | AC 90~240V | PWECZ-1~3 Stack(LED Stedy + Flashing + Buzzer AC 90~240V[Chrome Body])
- | PMEG-101-R | 1559.25 | Tower Light(LED) | PME | 45mm | AC/DC 12V | PMEG 1~5 Stack(LED Steady AC/DC 12V, 24V, AC 90~240V)
- | PMEG-201-RG | 2343.33 | Tower Light(LED) | PME | 45mm | AC/DC 12V | PMEG 1~5 Stack(LED Steady AC/DC 12V, 24V, AC 90~240V)
- | PMEG-301-RYG | 2958.12 | Tower Light(LED) | PME | 45mm | AC/DC 12V | PMEG 1~5 Stack(LED Steady AC/DC 12V, 24V, AC 90~240V)
- | PMEG-401-RYGB | 3590.73 | Tower Light(LED) | PME | 45mm | AC/DC 12V | PMEG 1~5 Stack(LED Steady AC/DC 12V, 24V, AC 90~240V)
- | PMEG-501-RYGBC | 4214.43 | Tower Light(LED) | PME | 45mm | AC/DC 12V | PMEG 1~5 Stack(LED Steady AC/DC 12V, 24V, AC 90~240V)
- | PMEG-102-R | 1559.25 | Tower Light(LED) | PME | 45mm | AC/DC 24V | PMEG 1~5 Stack(LED Steady AC/DC 12V, 24V, AC 90~240V)
- | PMEG-202-RG | 2343.33 | Tower Light(LED) | PME | 45mm | AC/DC 24V | PMEG 1~5 Stack(LED Steady AC/DC 12V, 24V, AC 90~240V)
- | PMEG-302-RYG | 2958.12 | Tower Light(LED) | PME | 45mm | AC/DC 24V | PMEG 1~5 Stack(LED Steady AC/DC 12V, 24V, AC 90~240V)
- | PMEG-402-RYGB | 3590.73 | Tower Light(LED) | PME | 45mm | AC/DC 24V | PMEG 1~5 Stack(LED Steady AC/DC 12V, 24V, AC 90~240V)
- | PMEG-502-RYGBC | 4214.43 | Tower Light(LED) | PME | 45mm | AC/DC 24V | PMEG 1~5 Stack(LED Steady AC/DC 12V, 24V, AC 90~240V)
- | PMEG-1FF-R | 1817.64 | Tower Light(LED) | PME | 45mm | AC 90~240V | PMEG 1~5 Stack(LED Steady AC/DC 12V, 24V, AC 90~240V)
- | PMEG-2FF-RG | 2583.9 | Tower Light(LED) | PME | 45mm | AC 90~240V | PMEG 1~5 Stack(LED Steady AC/DC 12V, 24V, AC 90~240V)
- | PMEG-3FF-RYG | 3216.51 | Tower Light(LED) | PME | 45mm | AC 90~240V | PMEG 1~5 Stack(LED Steady AC/DC 12V, 24V, AC 90~240V)
- | PMEG-4FF-RYGB | 3831.3 | Tower Light(LED) | PME | 45mm | AC 90~240V | PMEG 1~5 Stack(LED Steady AC/DC 12V, 24V, AC 90~240V)
- | PMEG-5FF-RYGBC | 4463.91 | Tower Light(LED) | PME | 45mm | AC 90~240V | PMEG 1~5 Stack(LED Steady AC/DC 12V, 24V, AC 90~240V)
- | PMEGF-101-R | 1657.26 | Tower Light(LED) | PME | 45mm | AC/DC 12V | PMEGF 1~5 Stack(LED Steady + Flashing AC/DC 12V, 24V, AC 90~240V)
- | PMEGF-201-RG | 2432.43 | Tower Light(LED) | PME | 45mm | AC/DC 12V | PMEGF 1~5 Stack(LED Steady + Flashing AC/DC 12V, 24V, AC 90~240V)
- | PMEGF-301-RYG | 3056.13 | Tower Light(LED) | PME | 45mm | AC/DC 12V | PMEGF 1~5 Stack(LED Steady + Flashing AC/DC 12V, 24V, AC 90~240V)
- | PMEGF-401-RYGB | 3679.83 | Tower Light(LED) | PME | 45mm | AC/DC 12V | PMEGF 1~5 Stack(LED Steady + Flashing AC/DC 12V, 24V, AC 90~240V)
- | PMEGF-501-RYGBC | 4303.53 | Tower Light(LED) | PME | 45mm | AC/DC 12V | PMEGF 1~5 Stack(LED Steady + Flashing AC/DC 12V, 24V, AC 90~240V)
- | PMEGF-102-R | 1657.26 | Tower Light(LED) | PME | 45mm | AC/DC 24V | PMEGF 1~5 Stack(LED Steady + Flashing AC/DC 12V, 24V, AC 90~240V)
- | PMEGF-202-RG | 2432.43 | Tower Light(LED) | PME | 45mm | AC/DC 24V | PMEGF 1~5 Stack(LED Steady + Flashing AC/DC 12V, 24V, AC 90~240V)
- | PMEGF-302-RYG | 3056.13 | Tower Light(LED) | PME | 45mm | AC/DC 24V | PMEGF 1~5 Stack(LED Steady + Flashing AC/DC 12V, 24V, AC 90~240V)
- | PMEGF-402-RYGB | 3679.83 | Tower Light(LED) | PME | 45mm | AC/DC 24V | PMEGF 1~5 Stack(LED Steady + Flashing AC/DC 12V, 24V, AC 90~240V)
- | PMEGF-502-RYGBC | 4303.53 | Tower Light(LED) | PME | 45mm | AC/DC 24V | PMEGF 1~5 Stack(LED Steady + Flashing AC/DC 12V, 24V, AC 90~240V)
- | PMEGF-1FF-R | 1897.83 | Tower Light(LED) | PME | 45mm | AC 90~240V | PMEGF 1~5 Stack(LED Steady + Flashing AC/DC 12V, 24V, AC 90~240V)
- | PMEGF-2FF-RG | 2681.91 | Tower Light(LED) | PME | 45mm | AC 90~240V | PMEGF 1~5 Stack(LED Steady + Flashing AC/DC 12V, 24V, AC 90~240V)
- | PMEGF-3FF-RYG | 3305.61 | Tower Light(LED) | PME | 45mm | AC 90~240V | PMEGF 1~5 Stack(LED Steady + Flashing AC/DC 12V, 24V, AC 90~240V)
- | PMEGF-4FF-RYGB | 3929.31 | Tower Light(LED) | PME | 45mm | AC 90~240V | PMEGF 1~5 Stack(LED Steady + Flashing AC/DC 12V, 24V, AC 90~240V)
- | PMEGF-5FF-RYGBC | 4561.92 | Tower Light(LED) | PME | 45mm | AC 90~240V | PMEGF 1~5 Stack(LED Steady + Flashing AC/DC 12V, 24V, AC 90~240V)
- | PMEP-101-R | 1568.16 | Tower Light(LED) | PME | 45mm | AC/DC 12V | PMEP 1~5 Stack(LED Steady AC/DC 12V, 24V, AC 90~240V)
- | PMEP-201-RG | 2370.06 | Tower Light(LED) | PME | 45mm | AC/DC 12V | PMEP 1~5 Stack(LED Steady AC/DC 12V, 24V, AC 90~240V)
- | PMEP-301-RYG | 2993.76 | Tower Light(LED) | PME | 45mm | AC/DC 12V | PMEP 1~5 Stack(LED Steady AC/DC 12V, 24V, AC 90~240V)
- | PMEP-401-RYGB | 3145.23 | Tower Light(LED) | PME | 45mm | AC/DC 12V | PMEP 1~5 Stack(LED Steady AC/DC 12V, 24V, AC 90~240V)
- | PMEP-501-RYGBC | 4178.79 | Tower Light(LED) | PME | 45mm | AC/DC 12V | PMEP 1~5 Stack(LED Steady AC/DC 12V, 24V, AC 90~240V)
- | PMEP-102-R | 1568.16 | Tower Light(LED) | PME | 45mm | AC/DC 24V | PMEP 1~5 Stack(LED Steady AC/DC 12V, 24V, AC 90~240V)
- | PMEP-202-RG | 2370.06 | Tower Light(LED) | PME | 45mm | AC/DC 24V | PMEP 1~5 Stack(LED Steady AC/DC 12V, 24V, AC 90~240V)
- | PMEP-302-RYG | 2993.76 | Tower Light(LED) | PME | 45mm | AC/DC 24V | PMEP 1~5 Stack(LED Steady AC/DC 12V, 24V, AC 90~240V)
- | PMEP-402-RYGB | 3145.23 | Tower Light(LED) | PME | 45mm | AC/DC 24V | PMEP 1~5 Stack(LED Steady AC/DC 12V, 24V, AC 90~240V)
- | PMEP-502-RYGBC | 4178.79 | Tower Light(LED) | PME | 45mm | AC/DC 24V | PMEP 1~5 Stack(LED Steady AC/DC 12V, 24V, AC 90~240V)
- | PMEP-1FF-R | 1826.55 | Tower Light(LED) | PME | 45mm | AC 90~240V | PMEP 1~5 Stack(LED Steady AC/DC 12V, 24V, AC 90~240V)
- | PMEP-2FF-RG | 2619.54 | Tower Light(LED) | PME | 45mm | AC 90~240V | PMEP 1~5 Stack(LED Steady AC/DC 12V, 24V, AC 90~240V)
- | PMEP-3FF-RYG | 3243.24 | Tower Light(LED) | PME | 45mm | AC 90~240V | PMEP 1~5 Stack(LED Steady AC/DC 12V, 24V, AC 90~240V)
- | PMEP-4FF-RYGB | 3403.62 | Tower Light(LED) | PME | 45mm | AC 90~240V | PMEP 1~5 Stack(LED Steady AC/DC 12V, 24V, AC 90~240V)
- | PMEP-5FF-RYGBC | 4428.27 | Tower Light(LED) | PME | 45mm | AC 90~240V | PMEP 1~5 Stack(LED Steady AC/DC 12V, 24V, AC 90~240V)
- | PMEPF-101-R | 1666.17 | Tower Light(LED) | PME | 45mm | AC/DC 12V | PMEPF 1~5 Stack(LED Steady + Flashing AC/DC 12V, 24V, AC 90~240V)
- | PMEPF-201-RG | 2459.16 | Tower Light(LED) | PME | 45mm | AC/DC 12V | PMEPF 1~5 Stack(LED Steady + Flashing AC/DC 12V, 24V, AC 90~240V)
- | PMEPF-301-RYG | 3091.77 | Tower Light(LED) | PME | 45mm | AC/DC 12V | PMEPF 1~5 Stack(LED Steady + Flashing AC/DC 12V, 24V, AC 90~240V)
- | PMEPF-401-RYGB | 3243.24 | Tower Light(LED) | PME | 45mm | AC/DC 12V | PMEPF 1~5 Stack(LED Steady + Flashing AC/DC 12V, 24V, AC 90~240V)
- | PMEPF-501-RYGBC | 4276.8 | Tower Light(LED) | PME | 45mm | AC/DC 12V | PMEPF 1~5 Stack(LED Steady + Flashing AC/DC 12V, 24V, AC 90~240V)
- | PMEPF-102-R | 1666.17 | Tower Light(LED) | PME | 45mm | AC/DC 24V | PMEPF 1~5 Stack(LED Steady + Flashing AC/DC 12V, 24V, AC 90~240V)
- | PMEPF-202-RG | 2459.16 | Tower Light(LED) | PME | 45mm | AC/DC 24V | PMEPF 1~5 Stack(LED Steady + Flashing AC/DC 12V, 24V, AC 90~240V)
- | PMEPF-302-RYG | 3091.77 | Tower Light(LED) | PME | 45mm | AC/DC 24V | PMEPF 1~5 Stack(LED Steady + Flashing AC/DC 12V, 24V, AC 90~240V)
- | PMEPF-402-RYGB | 3243.24 | Tower Light(LED) | PME | 45mm | AC/DC 24V | PMEPF 1~5 Stack(LED Steady + Flashing AC/DC 12V, 24V, AC 90~240V)
- | PMEPF-502-RYGBC | 4276.8 | Tower Light(LED) | PME | 45mm | AC/DC 24V | PMEPF 1~5 Stack(LED Steady + Flashing AC/DC 12V, 24V, AC 90~240V)
- | PMEPF-1FF-R | 1915.65 | Tower Light(LED) | PME | 45mm | AC 90~240V | PMEPF 1~5 Stack(LED Steady + Flashing AC/DC 12V, 24V, AC 90~240V)
- | PMEPF-2FF-RG | 2717.55 | Tower Light(LED) | PME | 45mm | AC 90~240V | PMEPF 1~5 Stack(LED Steady + Flashing AC/DC 12V, 24V, AC 90~240V)
- | PMEPF-3FF-RYG | 3332.34 | Tower Light(LED) | PME | 45mm | AC 90~240V | PMEPF 1~5 Stack(LED Steady + Flashing AC/DC 12V, 24V, AC 90~240V)
- | PMEPF-4FF-RYGB | 3492.72 | Tower Light(LED) | PME | 45mm | AC 90~240V | PMEPF 1~5 Stack(LED Steady + Flashing AC/DC 12V, 24V, AC 90~240V)
- | PMEPF-5FF-RYGBC | 4517.37 | Tower Light(LED) | PME | 45mm | AC 90~240V | PMEPF 1~5 Stack(LED Steady + Flashing AC/DC 12V, 24V, AC 90~240V)
- | PMEM-101-R | 1568.16 | Tower Light(LED) | PME | 45mm | AC/DC 12V | PMEM 1~5 Stack(LED Steady AC/DC 12V, 24V, AC 90~240V)
- | PMEM-201-RG | 2370.06 | Tower Light(LED) | PME | 45mm | AC/DC 12V | PMEM 1~5 Stack(LED Steady AC/DC 12V, 24V, AC 90~240V)
- | PMEM-301-RYG | 2993.76 | Tower Light(LED) | PME | 45mm | AC/DC 12V | PMEM 1~5 Stack(LED Steady AC/DC 12V, 24V, AC 90~240V)
- | PMEM-401-RYGB | 3145.23 | Tower Light(LED) | PME | 45mm | AC/DC 12V | PMEM 1~5 Stack(LED Steady AC/DC 12V, 24V, AC 90~240V)
- | PMEM-501-RYGBC | 4178.79 | Tower Light(LED) | PME | 45mm | AC/DC 12V | PMEM 1~5 Stack(LED Steady AC/DC 12V, 24V, AC 90~240V)
- | PMEM-102-R | 1568.16 | Tower Light(LED) | PME | 45mm | AC/DC 24V | PMEM 1~5 Stack(LED Steady AC/DC 12V, 24V, AC 90~240V)
- | PMEM-202-RG | 2370.06 | Tower Light(LED) | PME | 45mm | AC/DC 24V | PMEM 1~5 Stack(LED Steady AC/DC 12V, 24V, AC 90~240V)
- | PMEM-302-RYG | 2993.76 | Tower Light(LED) | PME | 45mm | AC/DC 24V | PMEM 1~5 Stack(LED Steady AC/DC 12V, 24V, AC 90~240V)
- | PMEM-402-RYGB | 3145.23 | Tower Light(LED) | PME | 45mm | AC/DC 24V | PMEM 1~5 Stack(LED Steady AC/DC 12V, 24V, AC 90~240V)
- | PMEM-502-RYGBC | 4178.79 | Tower Light(LED) | PME | 45mm | AC/DC 24V | PMEM 1~5 Stack(LED Steady AC/DC 12V, 24V, AC 90~240V)
- | PMEM-1FF-R | 1826.55 | Tower Light(LED) | PME | 45mm | AC 90~240V | PMEM 1~5 Stack(LED Steady AC/DC 12V, 24V, AC 90~240V)
- | PMEM-2FF-RG | 2619.54 | Tower Light(LED) | PME | 45mm | AC 90~240V | PMEM 1~5 Stack(LED Steady AC/DC 12V, 24V, AC 90~240V)
- | PMEM-3FF-RYG | 3243.24 | Tower Light(LED) | PME | 45mm | AC 90~240V | PMEM 1~5 Stack(LED Steady AC/DC 12V, 24V, AC 90~240V)
- | PMEM-4FF-RYGB | 3403.62 | Tower Light(LED) | PME | 45mm | AC 90~240V | PMEM 1~5 Stack(LED Steady AC/DC 12V, 24V, AC 90~240V)
- | PMEM-5FF-RYGBC | 4428.27 | Tower Light(LED) | PME | 45mm | AC 90~240V | PMEM 1~5 Stack(LED Steady AC/DC 12V, 24V, AC 90~240V)
- | PMEMF-101-R | 1666.17 | Tower Light(LED) | PME | 45mm | AC/DC 12V | PMEMF 1~5 Stack(LED Steady + Flashing AC/DC 12V, 24V, AC 90~240V)
- | PMEMF-201-RG | 2459.16 | Tower Light(LED) | PME | 45mm | AC/DC 12V | PMEMF 1~5 Stack(LED Steady + Flashing AC/DC 12V, 24V, AC 90~240V)
- | PMEMF-301-RYG | 3091.77 | Tower Light(LED) | PME | 45mm | AC/DC 12V | PMEMF 1~5 Stack(LED Steady + Flashing AC/DC 12V, 24V, AC 90~240V)
- | PMEMF-401-RYGB | 3243.24 | Tower Light(LED) | PME | 45mm | AC/DC 12V | PMEMF 1~5 Stack(LED Steady + Flashing AC/DC 12V, 24V, AC 90~240V)
- | PMEMF-501-RYGBC | 4276.8 | Tower Light(LED) | PME | 45mm | AC/DC 12V | PMEMF 1~5 Stack(LED Steady + Flashing AC/DC 12V, 24V, AC 90~240V)
- | PMEMF-102-R | 1666.17 | Tower Light(LED) | PME | 45mm | AC/DC 24V | PMEMF 1~5 Stack(LED Steady + Flashing AC/DC 12V, 24V, AC 90~240V)
- | PMEMF-202-RG | 2459.16 | Tower Light(LED) | PME | 45mm | AC/DC 24V | PMEMF 1~5 Stack(LED Steady + Flashing AC/DC 12V, 24V, AC 90~240V)
- | PMEMF-302-RYG | 3091.77 | Tower Light(LED) | PME | 45mm | AC/DC 24V | PMEMF 1~5 Stack(LED Steady + Flashing AC/DC 12V, 24V, AC 90~240V)
- | PMEMF-402-RYGB | 3243.24 | Tower Light(LED) | PME | 45mm | AC/DC 24V | PMEMF 1~5 Stack(LED Steady + Flashing AC/DC 12V, 24V, AC 90~240V)
- | PMEMF-502-RYGBC | 4276.8 | Tower Light(LED) | PME | 45mm | AC/DC 24V | PMEMF 1~5 Stack(LED Steady + Flashing AC/DC 12V, 24V, AC 90~240V)
- | PMEMF-1FF-R | 1915.65 | Tower Light(LED) | PME | 45mm | AC 90~240V | PMEMF 1~5 Stack(LED Steady + Flashing AC/DC 12V, 24V, AC 90~240V)
- | PMEMF-2FF-RG | 2717.55 | Tower Light(LED) | PME | 45mm | AC 90~240V | PMEMF 1~5 Stack(LED Steady + Flashing AC/DC 12V, 24V, AC 90~240V)
- | PMEMF-3FF-RYG | 3332.34 | Tower Light(LED) | PME | 45mm | AC 90~240V | PMEMF 1~5 Stack(LED Steady + Flashing AC/DC 12V, 24V, AC 90~240V)
- | PMEMF-4FF-RYGB | 3492.72 | Tower Light(LED) | PME | 45mm | AC 90~240V | PMEMF 1~5 Stack(LED Steady + Flashing AC/DC 12V, 24V, AC 90~240V)
- | PMEMF-5FF-RYGBC | 4517.37 | Tower Light(LED) | PME | 45mm | AC 90~240V | PMEMF 1~5 Stack(LED Steady + Flashing AC/DC 12V, 24V, AC 90~240V)
- | PMEGB-101-R | 1817.64 | Tower Light(LED) | PME | 45mm | AC/DC 12V | PMEGB 1~5 Stack(LED Steady + Buzzer AC/DC 12V, 24V, AC 90~240V)
- | PMEGB-201-RG | 2583.9 | Tower Light(LED) | PME | 45mm | AC/DC 12V | PMEGB 1~5 Stack(LED Steady + Buzzer AC/DC 12V, 24V, AC 90~240V)
- | PMEGB-301-RYG | 3216.51 | Tower Light(LED) | PME | 45mm | AC/DC 12V | PMEGB 1~5 Stack(LED Steady + Buzzer AC/DC 12V, 24V, AC 90~240V)
- | PMEGB-401-RYGB | 3831.3 | Tower Light(LED) | PME | 45mm | AC/DC 12V | PMEGB 1~5 Stack(LED Steady + Buzzer AC/DC 12V, 24V, AC 90~240V)
- | PMEGB-501-RYGBC | 4463.91 | Tower Light(LED) | PME | 45mm | AC/DC 12V | PMEGB 1~5 Stack(LED Steady + Buzzer AC/DC 12V, 24V, AC 90~240V)
- | PMEGB-102-R | 1817.64 | Tower Light(LED) | PME | 45mm | AC/DC 24V | PMEGB 1~5 Stack(LED Steady + Buzzer AC/DC 12V, 24V, AC 90~240V)
- | PMEGB-202-RG | 2583.9 | Tower Light(LED) | PME | 45mm | AC/DC 24V | PMEGB 1~5 Stack(LED Steady + Buzzer AC/DC 12V, 24V, AC 90~240V)
- | PMEGB-302-RYG | 3216.51 | Tower Light(LED) | PME | 45mm | AC/DC 24V | PMEGB 1~5 Stack(LED Steady + Buzzer AC/DC 12V, 24V, AC 90~240V)
- | PMEGB-402-RYGB | 3831.3 | Tower Light(LED) | PME | 45mm | AC/DC 24V | PMEGB 1~5 Stack(LED Steady + Buzzer AC/DC 12V, 24V, AC 90~240V)
- | PMEGB-502-RYGBC | 4463.91 | Tower Light(LED) | PME | 45mm | AC/DC 24V | PMEGB 1~5 Stack(LED Steady + Buzzer AC/DC 12V, 24V, AC 90~240V)
- | PMEGB-1FF-R | 2058.21 | Tower Light(LED) | PME | 45mm | AC 90~240V | PMEGB 1~5 Stack(LED Steady + Buzzer AC/DC 12V, 24V, AC 90~240V)
- | PMEGB-2FF-RG | 2842.29 | Tower Light(LED) | PME | 45mm | AC 90~240V | PMEGB 1~5 Stack(LED Steady + Buzzer AC/DC 12V, 24V, AC 90~240V)
- | PMEGFB3FF-RYG | 3457.08 | Tower Light(LED) | PME | 45mm | AC 90~240V | PMEGB 1~5 Stack(LED Steady + Buzzer AC/DC 12V, 24V, AC 90~240V)
- | PMEGB-4FF-RYGB | 4089.69 | Tower Light(LED) | PME | 45mm | AC 90~240V | PMEGB 1~5 Stack(LED Steady + Buzzer AC/DC 12V, 24V, AC 90~240V)
- | PMEGB-5FF-RYGBC | 4704.48 | Tower Light(LED) | PME | 45mm | AC 90~240V | PMEGB 1~5 Stack(LED Steady + Buzzer AC/DC 12V, 24V, AC 90~240V)
- | PMEGZ-101-R | 1897.83 | Tower Light(LED) | PME | 45mm | AC/DC 12V | PMEGZ 1~5 Stack(LED Steady + Buzzer + Flashing AC/DC 12V, 24V, AC 90~240V)
- | PMEGZ-201-RG | 2681.91 | Tower Light(LED) | PME | 45mm | AC/DC 12V | PMEGZ 1~5 Stack(LED Steady + Buzzer + Flashing AC/DC 12V, 24V, AC 90~240V)
- | PMEGZ-301-RYG | 3305.61 | Tower Light(LED) | PME | 45mm | AC/DC 12V | PMEGZ 1~5 Stack(LED Steady + Buzzer + Flashing AC/DC 12V, 24V, AC 90~240V)
- | PMEGZ-401-RYGB | 3929.31 | Tower Light(LED) | PME | 45mm | AC/DC 12V | PMEGZ 1~5 Stack(LED Steady + Buzzer + Flashing AC/DC 12V, 24V, AC 90~240V)
- | PMEGZ-501-RYGBC | 4561.92 | Tower Light(LED) | PME | 45mm | AC/DC 12V | PMEGZ 1~5 Stack(LED Steady + Buzzer + Flashing AC/DC 12V, 24V, AC 90~240V)
- | PMEGZ-102-R | 1897.83 | Tower Light(LED) | PME | 45mm | AC/DC 24V | PMEGZ 1~5 Stack(LED Steady + Buzzer + Flashing AC/DC 12V, 24V, AC 90~240V)
- | PMEGZ-202-RG | 2681.91 | Tower Light(LED) | PME | 45mm | AC/DC 24V | PMEGZ 1~5 Stack(LED Steady + Buzzer + Flashing AC/DC 12V, 24V, AC 90~240V)
- | PMEGZ-302-RYG | 3305.61 | Tower Light(LED) | PME | 45mm | AC/DC 24V | PMEGZ 1~5 Stack(LED Steady + Buzzer + Flashing AC/DC 12V, 24V, AC 90~240V)
- | PMEGZ-402-RYGB | 3929.31 | Tower Light(LED) | PME | 45mm | AC/DC 24V | PMEGZ 1~5 Stack(LED Steady + Buzzer + Flashing AC/DC 12V, 24V, AC 90~240V)
- | PMEGZ-502-RYGBC | 4561.92 | Tower Light(LED) | PME | 45mm | AC/DC 24V | PMEGZ 1~5 Stack(LED Steady + Buzzer + Flashing AC/DC 12V, 24V, AC 90~240V)
- | PMEGZ-1FF-R | 2156.22 | Tower Light(LED) | PME | 45mm | AC 90~240V | PMEGZ 1~5 Stack(LED Steady + Buzzer + Flashing AC/DC 12V, 24V, AC 90~240V)
- | PMEGZ-2FF-RG | 2931.39 | Tower Light(LED) | PME | 45mm | AC 90~240V | PMEGZ 1~5 Stack(LED Steady + Buzzer + Flashing AC/DC 12V, 24V, AC 90~240V)
- | PMEGZ-3FF-RYG | 3555.09 | Tower Light(LED) | PME | 45mm | AC 90~240V | PMEGZ 1~5 Stack(LED Steady + Buzzer + Flashing AC/DC 12V, 24V, AC 90~240V)
- | PMEGZ-4FF-RYGB | 4178.79 | Tower Light(LED) | PME | 45mm | AC 90~240V | PMEGZ 1~5 Stack(LED Steady + Buzzer + Flashing AC/DC 12V, 24V, AC 90~240V)
- | PMEGZ-5FF-RYGBC | 4802.49 | Tower Light(LED) | PME | 45mm | AC 90~240V | PMEGZ 1~5 Stack(LED Steady + Buzzer + Flashing AC/DC 12V, 24V, AC 90~240V)
- | PMEPB-101-R | 1826.55 | Tower Light(LED) | PME | 45mm | AC/DC 12V | PMEPB 1~5 Stack(LED Steady + Buzzer AC/DC 12V, 24V, AC 90~240V)
- | PMEPB-201-RG | 2619.54 | Tower Light(LED) | PME | 45mm | AC/DC 12V | PMEPB 1~5 Stack(LED Steady + Buzzer AC/DC 12V, 24V, AC 90~240V)
- | PMEPB-301-RYG | 3243.24 | Tower Light(LED) | PME | 45mm | AC/DC 12V | PMEPB 1~5 Stack(LED Steady + Buzzer AC/DC 12V, 24V, AC 90~240V)
- | PMEPB-401-RYGB | 3403.62 | Tower Light(LED) | PME | 45mm | AC/DC 12V | PMEPB 1~5 Stack(LED Steady + Buzzer AC/DC 12V, 24V, AC 90~240V)
- | PMEPB-501-RYGBC | 4428.27 | Tower Light(LED) | PME | 45mm | AC/DC 12V | PMEPB 1~5 Stack(LED Steady + Buzzer AC/DC 12V, 24V, AC 90~240V)
- | PMEPB-102-R | 1826.55 | Tower Light(LED) | PME | 45mm | AC/DC 24V | PMEPB 1~5 Stack(LED Steady + Buzzer AC/DC 12V, 24V, AC 90~240V)
- | PMEPB-202-RG | 2619.54 | Tower Light(LED) | PME | 45mm | AC/DC 24V | PMEPB 1~5 Stack(LED Steady + Buzzer AC/DC 12V, 24V, AC 90~240V)
- | PMEPB-302-RYG | 3243.24 | Tower Light(LED) | PME | 45mm | AC/DC 24V | PMEPB 1~5 Stack(LED Steady + Buzzer AC/DC 12V, 24V, AC 90~240V)
- | PMEPB-402-RYGB | 3403.62 | Tower Light(LED) | PME | 45mm | AC/DC 24V | PMEPB 1~5 Stack(LED Steady + Buzzer AC/DC 12V, 24V, AC 90~240V)
- | PMEPB-502-RYGBC | 4428.27 | Tower Light(LED) | PME | 45mm | AC/DC 24V | PMEPB 1~5 Stack(LED Steady + Buzzer AC/DC 12V, 24V, AC 90~240V)
- | PMEPB-1FF-R | 2067.12 | Tower Light(LED) | PME | 45mm | AC 90~240V | PMEPB 1~5 Stack(LED Steady + Buzzer AC/DC 12V, 24V, AC 90~240V)
- | PMEPB-2FF-RG | 2869.02 | Tower Light(LED) | PME | 45mm | AC 90~240V | PMEPB 1~5 Stack(LED Steady + Buzzer AC/DC 12V, 24V, AC 90~240V)
- | PMEPB-3FF-RYG | 3492.72 | Tower Light(LED) | PME | 45mm | AC 90~240V | PMEPB 1~5 Stack(LED Steady + Buzzer AC/DC 12V, 24V, AC 90~240V)
- | PMEPB-4FF-RYGB | 3644.19 | Tower Light(LED) | PME | 45mm | AC 90~240V | PMEPB 1~5 Stack(LED Steady + Buzzer AC/DC 12V, 24V, AC 90~240V)
- | PMEPB-5FF-RYGBC | 4677.75 | Tower Light(LED) | PME | 45mm | AC 90~240V | PMEPB 1~5 Stack(LED Steady + Buzzer AC/DC 12V, 24V, AC 90~240V)
- | PMEPZ-101-R | 1915.65 | Tower Light(LED) | PME | 45mm | AC/DC 12V | PMEPZ 1~5 Stack(LED Steady + Buzzer + Flashing AC/DC 12V, 24V, AC 90~240V)
- | PMEPZ-201-RG | 2717.55 | Tower Light(LED) | PME | 45mm | AC/DC 12V | PMEPZ 1~5 Stack(LED Steady + Buzzer + Flashing AC/DC 12V, 24V, AC 90~240V)
- | PMEPZ-301-RYG | 3332.34 | Tower Light(LED) | PME | 45mm | AC/DC 12V | PMEPZ 1~5 Stack(LED Steady + Buzzer + Flashing AC/DC 12V, 24V, AC 90~240V)
- | PMEPZ-401-RYGB | 3492.72 | Tower Light(LED) | PME | 45mm | AC/DC 12V | PMEPZ 1~5 Stack(LED Steady + Buzzer + Flashing AC/DC 12V, 24V, AC 90~240V)
- | PMEPZ-501-RYGBC | 4517.37 | Tower Light(LED) | PME | 45mm | AC/DC 12V | PMEPZ 1~5 Stack(LED Steady + Buzzer + Flashing AC/DC 12V, 24V, AC 90~240V)
- | PMEPZ-102-R | 1915.65 | Tower Light(LED) | PME | 45mm | AC/DC 24V | PMEPZ 1~5 Stack(LED Steady + Buzzer + Flashing AC/DC 12V, 24V, AC 90~240V)
- | PMEPZ-202-RG | 2717.55 | Tower Light(LED) | PME | 45mm | AC/DC 24V | PMEPZ 1~5 Stack(LED Steady + Buzzer + Flashing AC/DC 12V, 24V, AC 90~240V)
- | PMEPZ-302-RYG | 3332.34 | Tower Light(LED) | PME | 45mm | AC/DC 24V | PMEPZ 1~5 Stack(LED Steady + Buzzer + Flashing AC/DC 12V, 24V, AC 90~240V)
- | PMEPZ-402-RYGB | 3492.72 | Tower Light(LED) | PME | 45mm | AC/DC 24V | PMEPZ 1~5 Stack(LED Steady + Buzzer + Flashing AC/DC 12V, 24V, AC 90~240V)
- | PMEPZ-502-RYGBC | 4517.37 | Tower Light(LED) | PME | 45mm | AC/DC 24V | PMEPZ 1~5 Stack(LED Steady + Buzzer + Flashing AC/DC 12V, 24V, AC 90~240V)
- | PMEPZ-1FF-R | 2165.13 | Tower Light(LED) | PME | 45mm | AC 90~240V | PMEPZ 1~5 Stack(LED Steady + Buzzer + Flashing AC/DC 12V, 24V, AC 90~240V)
- | PMEPZ-2FF-RG | 2958.12 | Tower Light(LED) | PME | 45mm | AC 90~240V | PMEPZ 1~5 Stack(LED Steady + Buzzer + Flashing AC/DC 12V, 24V, AC 90~240V)
- | PMEPZ-3FF-RYG | 3590.73 | Tower Light(LED) | PME | 45mm | AC 90~240V | PMEPZ 1~5 Stack(LED Steady + Buzzer + Flashing AC/DC 12V, 24V, AC 90~240V)
- | PMEPZ-4FF-RYGB | 3742.2 | Tower Light(LED) | PME | 45mm | AC 90~240V | PMEPZ 1~5 Stack(LED Steady + Buzzer + Flashing AC/DC 12V, 24V, AC 90~240V)
- | PMEPZ-5FF-RYGBC | 4775.76 | Tower Light(LED) | PME | 45mm | AC 90~240V | PMEPZ 1~5 Stack(LED Steady + Buzzer + Flashing AC/DC 12V, 24V, AC 90~240V)
- | PMEMB-101-R | 1826.55 | Tower Light(LED) | PME | 45mm | AC/DC 12V | PMEMB 1~5 Stack(LED Steady + Buzzer AC/DC 12V, 24V, AC 90~240V)
- | PMEMB-201-RG | 2619.54 | Tower Light(LED) | PME | 45mm | AC/DC 12V | PMEMB 1~5 Stack(LED Steady + Buzzer AC/DC 12V, 24V, AC 90~240V)
- | PMEMB-301-RYG | 3243.24 | Tower Light(LED) | PME | 45mm | AC/DC 12V | PMEMB 1~5 Stack(LED Steady + Buzzer AC/DC 12V, 24V, AC 90~240V)
- | PMEMB-401-RYGB | 3403.62 | Tower Light(LED) | PME | 45mm | AC/DC 12V | PMEMB 1~5 Stack(LED Steady + Buzzer AC/DC 12V, 24V, AC 90~240V)
- | PMEMB-501-RYGBC | 4428.27 | Tower Light(LED) | PME | 45mm | AC/DC 12V | PMEMB 1~5 Stack(LED Steady + Buzzer AC/DC 12V, 24V, AC 90~240V)
- | PMEMB-102-R | 1826.55 | Tower Light(LED) | PME | 45mm | AC/DC 24V | PMEMB 1~5 Stack(LED Steady + Buzzer AC/DC 12V, 24V, AC 90~240V)
- | PMEMB-202-RG | 2619.54 | Tower Light(LED) | PME | 45mm | AC/DC 24V | PMEMB 1~5 Stack(LED Steady + Buzzer AC/DC 12V, 24V, AC 90~240V)
- | PMEMB-302-RYG | 3243.24 | Tower Light(LED) | PME | 45mm | AC/DC 24V | PMEMB 1~5 Stack(LED Steady + Buzzer AC/DC 12V, 24V, AC 90~240V)
- | PMEMB-402-RYGB | 3403.62 | Tower Light(LED) | PME | 45mm | AC/DC 24V | PMEMB 1~5 Stack(LED Steady + Buzzer AC/DC 12V, 24V, AC 90~240V)
- | PMEMB-502-RYGBC | 4428.27 | Tower Light(LED) | PME | 45mm | AC/DC 24V | PMEMB 1~5 Stack(LED Steady + Buzzer AC/DC 12V, 24V, AC 90~240V)
- | PMEMZ-101-R | 1915.65 | Tower Light(LED) | PME | 45mm | AC/DC 12V | PMEMZ 1~5 Stack(LED Steady + Buzzer + Flashing AC/DC 12V, 24V, AC 90~240V)
- | PMEMZ-201-RG | 2717.55 | Tower Light(LED) | PME | 45mm | AC/DC 12V | PMEMZ 1~5 Stack(LED Steady + Buzzer + Flashing AC/DC 12V, 24V, AC 90~240V)
- | PMEMZ-301-RYG | 3332.34 | Tower Light(LED) | PME | 45mm | AC/DC 12V | PMEMZ 1~5 Stack(LED Steady + Buzzer + Flashing AC/DC 12V, 24V, AC 90~240V)
- | PMEMZ-401-RYGB | 3492.72 | Tower Light(LED) | PME | 45mm | AC/DC 12V | PMEMZ 1~5 Stack(LED Steady + Buzzer + Flashing AC/DC 12V, 24V, AC 90~240V)
- | PMEMZ-501-RYGBC | 4517.37 | Tower Light(LED) | PME | 45mm | AC/DC 12V | PMEMZ 1~5 Stack(LED Steady + Buzzer + Flashing AC/DC 12V, 24V, AC 90~240V)
- | PMEMZ-102-R | 1915.65 | Tower Light(LED) | PME | 45mm | AC/DC 24V | PMEMZ 1~5 Stack(LED Steady + Buzzer + Flashing AC/DC 12V, 24V, AC 90~240V)
- | PMEMZ-202-RG | 2717.55 | Tower Light(LED) | PME | 45mm | AC/DC 24V | PMEMZ 1~5 Stack(LED Steady + Buzzer + Flashing AC/DC 12V, 24V, AC 90~240V)
- | PMEMZ-302-RYG | 3332.34 | Tower Light(LED) | PME | 45mm | AC/DC 24V | PMEMZ 1~5 Stack(LED Steady + Buzzer + Flashing AC/DC 12V, 24V, AC 90~240V)
- | PMEMZ-402-RYGB | 3492.72 | Tower Light(LED) | PME | 45mm | AC/DC 24V | PMEMZ 1~5 Stack(LED Steady + Buzzer + Flashing AC/DC 12V, 24V, AC 90~240V)
- | PMEMZ-502-RYGBC | 4517.37 | Tower Light(LED) | PME | 45mm | AC/DC 24V | PMEMZ 1~5 Stack(LED Steady + Buzzer + Flashing AC/DC 12V, 24V, AC 90~240V)
- | PMEMZ-1FF-R | 2165.13 | Tower Light(LED) | PME | 45mm | AC 90~240V | PMEMZ 1~5 Stack(LED Steady + Buzzer + Flashing AC/DC 12V, 24V, AC 90~240V)
- | PMEMZ-2FF-RG | 2958.12 | Tower Light(LED) | PME | 45mm | AC 90~240V | PMEMZ 1~5 Stack(LED Steady + Buzzer + Flashing AC/DC 12V, 24V, AC 90~240V)
- | PMEMZ-3FF-RYG | 3590.73 | Tower Light(LED) | PME | 45mm | AC 90~240V | PMEMZ 1~5 Stack(LED Steady + Buzzer + Flashing AC/DC 12V, 24V, AC 90~240V)
- | PMEMZ-4FF-RYGB | 3742.2 | Tower Light(LED) | PME | 45mm | AC 90~240V | PMEMZ 1~5 Stack(LED Steady + Buzzer + Flashing AC/DC 12V, 24V, AC 90~240V)
- | PMEMZ-5FF-RYGBC | 4775.76 | Tower Light(LED) | PME | 45mm | AC 90~240V | PMEMZ 1~5 Stack(LED Steady + Buzzer + Flashing AC/DC 12V, 24V, AC 90~240V)
- | MT4B-1ALG-R | 784.08 | Tower Light(BULB) | MT4B | 45mm | AC/DC 24V | MT4B 1~5 Stack(BULB Stedy AC/DC 24V) + No Pole Type
- | MT4B-2ALG-RG | 953.37 | Tower Light(BULB) | MT4B | 45mm | AC/DC 24V | MT4B 1~5 Stack(BULB Stedy AC/DC 24V) + No Pole Type
- | MT4B-3ALG-RYG | 1113.75 | Tower Light(BULB) | MT4B | 45mm | AC/DC 24V | MT4B 1~5 Stack(BULB Stedy AC/DC 24V) + No Pole Type
- | MT4B-4ALG-RYGB | 1283.04 | Tower Light(BULB) | MT4B | 45mm | AC/DC 24V | MT4B 1~5 Stack(BULB Stedy AC/DC 24V) + No Pole Type
- | MT4B-5ALG-RYGBC | 1452.33 | Tower Light(BULB) | MT4B | 45mm | AC/DC 24V | MT4B 1~5 Stack(BULB Stedy AC/DC 24V) + No Pole Type
- | MT4B-1BLG-R | 784.08 | Tower Light(BULB) | MT4B | 45mm | AC 110~120V | MT4B 1~5 Stack(BULB Stedy AC 110~120V) + No Pole Type
- | MT4B-2BLG-RG | 953.37 | Tower Light(BULB) | MT4B | 45mm | AC 110~120V | MT4B 1~5 Stack(BULB Stedy AC 110~120V) + No Pole Type
- | MT4B-3BLG-RYG | 1113.75 | Tower Light(BULB) | MT4B | 45mm | AC 110~120V | MT4B 1~5 Stack(BULB Stedy AC 110~120V) + No Pole Type
- | MT4B-4BLG-RYGB | 1283.04 | Tower Light(BULB) | MT4B | 45mm | AC 110~120V | MT4B 1~5 Stack(BULB Stedy AC 110~120V) + No Pole Type
- | MT4B-5BLG-RYGBC | 1452.33 | Tower Light(BULB) | MT4B | 45mm | AC 110~120V | MT4B 1~5 Stack(BULB Stedy AC 110~120V) + No Pole Type
- | MT4B-1CLG-R | 784.08 | Tower Light(BULB) | MT4B | 45mm | AC 220~240V | MT4B 1~5 Stack(BULB Stedy AC 220~240V) + No Pole Type
- | MT4B-2CLG-RG | 953.37 | Tower Light(BULB) | MT4B | 45mm | AC 220~240V | MT4B 1~5 Stack(BULB Stedy AC 220~240V) + No Pole Type
- | MT4B-3CLG-RYG | 1113.75 | Tower Light(BULB) | MT4B | 45mm | AC 220~240V | MT4B 1~5 Stack(BULB Stedy AC 220~240V) + No Pole Type
- | MT4B-4CLG-RYGB | 1283.04 | Tower Light(BULB) | MT4B | 45mm | AC 220~240V | MT4B 1~5 Stack(BULB Stedy AC 220~240V) + No Pole Type
- | MT4B-5CLG-RYGBC | 1452.33 | Tower Light(BULB) | MT4B | 45mm | AC 220~240V | MT4B 1~5 Stack(BULB Stedy AC 220~240V) + No Pole Type
- | MT4B-1DLG-R | 784.08 | Tower Light(BULB) | MT4B | 45mm | AC/DC 12V | MT4B 1~5 Stack(BULB Stedy AC/DC 12V) + No Pole Type
- | MT4B-2DLG-RG | 953.37 | Tower Light(BULB) | MT4B | 45mm | AC/DC 12V | MT4B 1~5 Stack(BULB Stedy AC/DC 12V) + No Pole Type
- | MT4B-3DLG-RYG | 1113.75 | Tower Light(BULB) | MT4B | 45mm | AC/DC 12V | MT4B 1~5 Stack(BULB Stedy AC/DC 12V) + No Pole Type
- | MT4B-4DLG-RYGB | 1283.04 | Tower Light(BULB) | MT4B | 45mm | AC/DC 12V | MT4B 1~5 Stack(BULB Stedy AC/DC 12V) + No Pole Type
- | MT4B-5DLG-RYGBC | 1452.33 | Tower Light(BULB) | MT4B | 45mm | AC/DC 12V | MT4B 1~5 Stack(BULB Stedy AC/DC 12V) + No Pole Type
- | MT4B-1ALP-R | 784.08 | Tower Light(BULB) | MT4B | 45mm | AC/DC 24V | MT4B 1~5 Stack(BULB Stedy AC/DC 24V) + Pole Type
- | MT4B-2ALP-RG | 953.37 | Tower Light(BULB) | MT4B | 45mm | AC/DC 24V | MT4B 1~5 Stack(BULB Stedy AC/DC 24V) + Pole Type
- | MT4B-3ALP-RYG | 1113.75 | Tower Light(BULB) | MT4B | 45mm | AC/DC 24V | MT4B 1~5 Stack(BULB Stedy AC/DC 24V) + Pole Type
- | MT4B-4ALP-RYGB | 1283.04 | Tower Light(BULB) | MT4B | 45mm | AC/DC 24V | MT4B 1~5 Stack(BULB Stedy AC/DC 24V) + Pole Type
- | MT4B-5ALP-RYGBC | 1452.33 | Tower Light(BULB) | MT4B | 45mm | AC/DC 24V | MT4B 1~5 Stack(BULB Stedy AC/DC 24V) + Pole Type
- | MT4B-1BLP-R | 784.08 | Tower Light(BULB) | MT4B | 45mm | AC 110~120V | MT4B 1~5 Stack(BULB Stedy AC 110~120V) + Pole Type
- | MT4B-2BLP-RG | 953.37 | Tower Light(BULB) | MT4B | 45mm | AC 110~120V | MT4B 1~5 Stack(BULB Stedy AC 110~120V) + Pole Type
- | MT4B-3BLP-RYG | 1113.75 | Tower Light(BULB) | MT4B | 45mm | AC 110~120V | MT4B 1~5 Stack(BULB Stedy AC 110~120V) + Pole Type
- | MT4B-4BLP-RYGB | 1283.04 | Tower Light(BULB) | MT4B | 45mm | AC 110~120V | MT4B 1~5 Stack(BULB Stedy AC 110~120V) + Pole Type
- | MT4B-5BLP-RYGBC | 1452.33 | Tower Light(BULB) | MT4B | 45mm | AC 110~120V | MT4B 1~5 Stack(BULB Stedy AC 110~120V) + Pole Type
- | MT4B-1CLP-R | 784.08 | Tower Light(BULB) | MT4B | 45mm | AC 220~240V | MT4B 1~5 Stack(BULB Stedy AC 220~240V) + Pole Type
- | MT4B-2CLP-RG | 953.37 | Tower Light(BULB) | MT4B | 45mm | AC 220~240V | MT4B 1~5 Stack(BULB Stedy AC 220~240V) + Pole Type
- | MT4B-3CLP-RYG | 1113.75 | Tower Light(BULB) | MT4B | 45mm | AC 220~240V | MT4B 1~5 Stack(BULB Stedy AC 220~240V) + Pole Type
- | MT4B-4CLP-RYGB | 1283.04 | Tower Light(BULB) | MT4B | 45mm | AC 220~240V | MT4B 1~5 Stack(BULB Stedy AC 220~240V) + Pole Type
- | MT4B-5CLP-RYGBC | 1452.33 | Tower Light(BULB) | MT4B | 45mm | AC 220~240V | MT4B 1~5 Stack(BULB Stedy AC 220~240V) + Pole Type
- | MT4B-1DLP-R | 784.08 | Tower Light(BULB) | MT4B | 45mm | AC/DC 12V | MT4B 1~5 Stack(BULB Stedy AC/DC 12V) + Pole Type
- | MT4B-2DLP-RG | 953.37 | Tower Light(BULB) | MT4B | 45mm | AC/DC 12V | MT4B 1~5 Stack(BULB Stedy AC/DC 12V) + Pole Type
- | MT4B-3DLP-RYG | 1113.75 | Tower Light(BULB) | MT4B | 45mm | AC/DC 12V | MT4B 1~5 Stack(BULB Stedy AC/DC 12V) + Pole Type
- | MT4B-4DLP-RYGB | 1283.04 | Tower Light(BULB) | MT4B | 45mm | AC/DC 12V | MT4B 1~5 Stack(BULB Stedy AC/DC 12V) + Pole Type
- | MT4B-5DLP-RYGBC | 1452.33 | Tower Light(BULB) | MT4B | 45mm | AC/DC 12V | MT4B 1~5 Stack(BULB Stedy AC/DC 12V) + Pole Type
- | MT4B-1ALM-R | 810.81 | Tower Light(BULB) | MT4B | 45mm | AC/DC 24V | MT4B 1~5 Stack(BULB Stedy AC/DC 24V) + Threaded Pole Type
- | MT4B-2ALM-RG | 980.1 | Tower Light(BULB) | MT4B | 45mm | AC/DC 24V | MT4B 1~5 Stack(BULB Stedy AC/DC 24V) + Threaded Pole Type
- | MT4B-3ALM-RYG | 1149.39 | Tower Light(BULB) | MT4B | 45mm | AC/DC 24V | MT4B 1~5 Stack(BULB Stedy AC/DC 24V) + Threaded Pole Type
- | MT4B-4ALM-RYGB | 1309.77 | Tower Light(BULB) | MT4B | 45mm | AC/DC 24V | MT4B 1~5 Stack(BULB Stedy AC/DC 24V) + Threaded Pole Type
- | MT4B-5ALM-RYGBC | 1479.06 | Tower Light(BULB) | MT4B | 45mm | AC/DC 24V | MT4B 1~5 Stack(BULB Stedy AC/DC 24V) + Threaded Pole Type
- | MT4B-1BLM-R | 810.81 | Tower Light(BULB) | MT4B | 45mm | AC 110~120V | MT4B 1~5 Stack(BULB Stedy AC 110~120V) + Threaded Pole Type
- | MT4B-2BLM-RG | 980.1 | Tower Light(BULB) | MT4B | 45mm | AC 110~120V | MT4B 1~5 Stack(BULB Stedy AC 110~120V) + Threaded Pole Type
- | MT4B-3BLM-RYG | 1149.39 | Tower Light(BULB) | MT4B | 45mm | AC 110~120V | MT4B 1~5 Stack(BULB Stedy AC 110~120V) + Threaded Pole Type
- | MT4B-4BLM-RYGB | 1309.77 | Tower Light(BULB) | MT4B | 45mm | AC 110~120V | MT4B 1~5 Stack(BULB Stedy AC 110~120V) + Threaded Pole Type
- | MT4B-5BLM-RYGBC | 1479.06 | Tower Light(BULB) | MT4B | 45mm | AC 110~120V | MT4B 1~5 Stack(BULB Stedy AC 110~120V) + Threaded Pole Type
- | MT4B-1CLM-R | 810.81 | Tower Light(BULB) | MT4B | 45mm | AC 220~240V | MT4B 1~5 Stack(BULB Stedy AC 220~240V) + Threaded Pole Type
- | MT4B-2CLM-RG | 980.1 | Tower Light(BULB) | MT4B | 45mm | AC 220~240V | MT4B 1~5 Stack(BULB Stedy AC 220~240V) + Threaded Pole Type
- | MT4B-3CLM-RYG | 1149.39 | Tower Light(BULB) | MT4B | 45mm | AC 220~240V | MT4B 1~5 Stack(BULB Stedy AC 220~240V) + Threaded Pole Type
- | MT4B-4CLM-RYGB | 1309.77 | Tower Light(BULB) | MT4B | 45mm | AC 220~240V | MT4B 1~5 Stack(BULB Stedy AC 220~240V) + Threaded Pole Type
- | MT4B-5CLM-RYGBC | 1479.06 | Tower Light(BULB) | MT4B | 45mm | AC 220~240V | MT4B 1~5 Stack(BULB Stedy AC 220~240V) + Threaded Pole Type
- | MT4B-1DLM-R | 810.81 | Tower Light(BULB) | MT4B | 45mm | AC/DC 12V | MT4B 1~5 Stack(BULB Stedy AC/DC 12V) + Threaded Pole Type
- | MT4B-2DLM-RG | 980.1 | Tower Light(BULB) | MT4B | 45mm | AC/DC 12V | MT4B 1~5 Stack(BULB Stedy AC/DC 12V) + Threaded Pole Type
- | MT4B-3DLM-RYG | 1149.39 | Tower Light(BULB) | MT4B | 45mm | AC/DC 12V | MT4B 1~5 Stack(BULB Stedy AC/DC 12V) + Threaded Pole Type
- | MT4B-4DLM-RYGB | 1309.77 | Tower Light(BULB) | MT4B | 45mm | AC/DC 12V | MT4B 1~5 Stack(BULB Stedy AC/DC 12V) + Threaded Pole Type
- | MT4B-5DLM-RYGBC | 1479.06 | Tower Light(BULB) | MT4B | 45mm | AC/DC 12V | MT4B 1~5 Stack(BULB Stedy AC/DC 12V) + Threaded Pole Type
- | MT5B-1ALG-R | 935.55 | Tower Light(BULB) | MT5B | 56mm | AC/DC 24V | MT5B 1~5 Stack(BULB Stedy AC/DC 24V) + No Pole Type
- | MT5B-2ALG-RG | 1131.57 | Tower Light(BULB) | MT5B | 56mm | AC/DC 24V | MT5B 1~5 Stack(BULB Stedy AC/DC 24V) + No Pole Type
- | MT5B-3ALG-RYG | 1309.77 | Tower Light(BULB) | MT5B | 56mm | AC/DC 24V | MT5B 1~5 Stack(BULB Stedy AC/DC 24V) + No Pole Type
- | MT5B-4ALG-RYGB | 1496.88 | Tower Light(BULB) | MT5B | 56mm | AC/DC 24V | MT5B 1~5 Stack(BULB Stedy AC/DC 24V) + No Pole Type
- | MT5B-5ALG-RYGBC | 1683.99 | Tower Light(BULB) | MT5B | 56mm | AC/DC 24V | MT5B 1~5 Stack(BULB Stedy AC/DC 24V) + No Pole Type
- | MT5B-1BLG-R | 935.55 | Tower Light(BULB) | MT5B | 56mm | AC 110~120V | MT5B 1~5 Stack(BULB Stedy AC 110~120V) + No Pole Type
- | MT5B-2BLG-RG | 1131.57 | Tower Light(BULB) | MT5B | 56mm | AC 110~120V | MT5B 1~5 Stack(BULB Stedy AC 110~120V) + No Pole Type
- | MT5B-3BLG-RYG | 1309.77 | Tower Light(BULB) | MT5B | 56mm | AC 110~120V | MT5B 1~5 Stack(BULB Stedy AC 110~120V) + No Pole Type
- | MT5B-4BLG-RYGB | 1496.88 | Tower Light(BULB) | MT5B | 56mm | AC 110~120V | MT5B 1~5 Stack(BULB Stedy AC 110~120V) + No Pole Type
- | MT5B-5BLG-RYGBC | 1683.99 | Tower Light(BULB) | MT5B | 56mm | AC 110~120V | MT5B 1~5 Stack(BULB Stedy AC 110~120V) + No Pole Type
- | MT5B-1CLG-R | 935.55 | Tower Light(BULB) | MT5B | 56mm | AC 220~240V | MT5B 1~5 Stack(BULB Stedy AC 220~240V) + No Pole Type
- | MT5B-2CLG-RG | 1131.57 | Tower Light(BULB) | MT5B | 56mm | AC 220~240V | MT5B 1~5 Stack(BULB Stedy AC 220~240V) + No Pole Type
- | MT5B-3CLG-RYG | 1309.77 | Tower Light(BULB) | MT5B | 56mm | AC 220~240V | MT5B 1~5 Stack(BULB Stedy AC 220~240V) + No Pole Type
- | MT5B-4CLG-RYGB | 1496.88 | Tower Light(BULB) | MT5B | 56mm | AC 220~240V | MT5B 1~5 Stack(BULB Stedy AC 220~240V) + No Pole Type
- | MT5B-5CLG-RYGBC | 1683.99 | Tower Light(BULB) | MT5B | 56mm | AC 220~240V | MT5B 1~5 Stack(BULB Stedy AC 220~240V) + No Pole Type
- | MT5B-1DLG-R | 935.55 | Tower Light(BULB) | MT5B | 56mm | AC/DC 12V | MT5B 1~5 Stack(BULB Stedy AC/DC 12V) + No Pole Type
- | MT5B-2DLG-RG | 1131.57 | Tower Light(BULB) | MT5B | 56mm | AC/DC 12V | MT5B 1~5 Stack(BULB Stedy AC/DC 12V) + No Pole Type
- | MT5B-3DLG-RYG | 1309.77 | Tower Light(BULB) | MT5B | 56mm | AC/DC 12V | MT5B 1~5 Stack(BULB Stedy AC/DC 12V) + No Pole Type
- | MT5B-4DLG-RYGB | 1496.88 | Tower Light(BULB) | MT5B | 56mm | AC/DC 12V | MT5B 1~5 Stack(BULB Stedy AC/DC 12V) + No Pole Type
- | MT5B-5DLG-RYGBC | 1683.99 | Tower Light(BULB) | MT5B | 56mm | AC/DC 12V | MT5B 1~5 Stack(BULB Stedy AC/DC 12V) + No Pole Type
- | MT5B-1ALP-R | 935.55 | Tower Light(BULB) | MT5B | 56mm | AC/DC 24V | MT5B 1~5 Stack(BULB Stedy AC/DC 24V) + Pole Type
- | MT5B-2ALP-RG | 1131.57 | Tower Light(BULB) | MT5B | 56mm | AC/DC 24V | MT5B 1~5 Stack(BULB Stedy AC/DC 24V) + Pole Type
- | MT5B-3ALP-RYG | 1309.77 | Tower Light(BULB) | MT5B | 56mm | AC/DC 24V | MT5B 1~5 Stack(BULB Stedy AC/DC 24V) + Pole Type
- | MT5B-4ALP-RYGB | 1496.88 | Tower Light(BULB) | MT5B | 56mm | AC/DC 24V | MT5B 1~5 Stack(BULB Stedy AC/DC 24V) + Pole Type
- | MT5B-5ALP-RYGBC | 1683.99 | Tower Light(BULB) | MT5B | 56mm | AC/DC 24V | MT5B 1~5 Stack(BULB Stedy AC/DC 24V) + Pole Type
- | MT5B-1BLP-R | 935.55 | Tower Light(BULB) | MT5B | 56mm | AC 110~120V | MT5B 1~5 Stack(BULB Stedy AC 110~120V) + Pole Type
- | MT5B-2BLP-RG | 1131.57 | Tower Light(BULB) | MT5B | 56mm | AC 110~120V | MT5B 1~5 Stack(BULB Stedy AC 110~120V) + Pole Type
- | MT5B-3BLP-RYG | 1309.77 | Tower Light(BULB) | MT5B | 56mm | AC 110~120V | MT5B 1~5 Stack(BULB Stedy AC 110~120V) + Pole Type
- | MT5B-4BLP-RYGB | 1496.88 | Tower Light(BULB) | MT5B | 56mm | AC 110~120V | MT5B 1~5 Stack(BULB Stedy AC 110~120V) + Pole Type
- | MT5B-5BLP-RYGBC | 1683.99 | Tower Light(BULB) | MT5B | 56mm | AC 110~120V | MT5B 1~5 Stack(BULB Stedy AC 110~120V) + Pole Type
- | MT5B-1CLP-R | 935.55 | Tower Light(BULB) | MT5B | 56mm | AC 220~240V | MT5B 1~5 Stack(BULB Stedy AC 220~240V) + Pole Type
- | MT5B-2CLP-RG | 1131.57 | Tower Light(BULB) | MT5B | 56mm | AC 220~240V | MT5B 1~5 Stack(BULB Stedy AC 220~240V) + Pole Type
- | MT5B-3CLP-RYG | 1309.77 | Tower Light(BULB) | MT5B | 56mm | AC 220~240V | MT5B 1~5 Stack(BULB Stedy AC 220~240V) + Pole Type
- | MT5B-4CLP-RYGB | 1496.88 | Tower Light(BULB) | MT5B | 56mm | AC 220~240V | MT5B 1~5 Stack(BULB Stedy AC 220~240V) + Pole Type
- | MT5B-5CLP-RYGBC | 1683.99 | Tower Light(BULB) | MT5B | 56mm | AC 220~240V | MT5B 1~5 Stack(BULB Stedy AC 220~240V) + Pole Type
- | MT5B-1DLP-R | 935.55 | Tower Light(BULB) | MT5B | 56mm | AC/DC 12V | MT5B 1~5 Stack(BULB Stedy AC/DC 12V) + Pole Type
- | MT5B-2DLP-RG | 1131.57 | Tower Light(BULB) | MT5B | 56mm | AC/DC 12V | MT5B 1~5 Stack(BULB Stedy AC/DC 12V) + Pole Type
- | MT5B-3DLP-RYG | 1309.77 | Tower Light(BULB) | MT5B | 56mm | AC/DC 12V | MT5B 1~5 Stack(BULB Stedy AC/DC 12V) + Pole Type
- | MT5B-4DLP-RYGB | 1496.88 | Tower Light(BULB) | MT5B | 56mm | AC/DC 12V | MT5B 1~5 Stack(BULB Stedy AC/DC 12V) + Pole Type
- | MT5B-5DLP-RYGBC | 1683.99 | Tower Light(BULB) | MT5B | 56mm | AC/DC 12V | MT5B 1~5 Stack(BULB Stedy AC/DC 12V) + Pole Type
- | MT5B-1ALM-R | 935.55 | Tower Light(BULB) | MT5B | 56mm | AC/DC 24V | MT5B 1~5 Stack(BULB Stedy AC/DC 24V) + Threaded Pole Type
- | MT5B-2ALM-RG | 1131.57 | Tower Light(BULB) | MT5B | 56mm | AC/DC 24V | MT5B 1~5 Stack(BULB Stedy AC/DC 24V) + Threaded Pole Type
- | MT5B-3ALM-RYG | 1309.77 | Tower Light(BULB) | MT5B | 56mm | AC/DC 24V | MT5B 1~5 Stack(BULB Stedy AC/DC 24V) + Threaded Pole Type
- | MT5B-4ALM-RYGB | 1496.88 | Tower Light(BULB) | MT5B | 56mm | AC/DC 24V | MT5B 1~5 Stack(BULB Stedy AC/DC 24V) + Threaded Pole Type
- | MT5B-5ALM-RYGBC | 1683.99 | Tower Light(BULB) | MT5B | 56mm | AC/DC 24V | MT5B 1~5 Stack(BULB Stedy AC/DC 24V) + Threaded Pole Type
- | MT5B-1BLM-R | 935.55 | Tower Light(BULB) | MT5B | 56mm | AC 110~120V | MT5B 1~5 Stack(BULB Stedy AC 110~120V) + Threaded Pole Type
- | MT5B-2BLM-RG | 1131.57 | Tower Light(BULB) | MT5B | 56mm | AC 110~120V | MT5B 1~5 Stack(BULB Stedy AC 110~120V) + Threaded Pole Type
- | MT5B-3BLM-RYG | 1309.77 | Tower Light(BULB) | MT5B | 56mm | AC 110~120V | MT5B 1~5 Stack(BULB Stedy AC 110~120V) + Threaded Pole Type
- | MT5B-4BLM-RYGB | 1496.88 | Tower Light(BULB) | MT5B | 56mm | AC 110~120V | MT5B 1~5 Stack(BULB Stedy AC 110~120V) + Threaded Pole Type
- | MT5B-5BLM-RYGBC | 1683.99 | Tower Light(BULB) | MT5B | 56mm | AC 110~120V | MT5B 1~5 Stack(BULB Stedy AC 110~120V) + Threaded Pole Type
- | MT5B-1CLM-R | 935.55 | Tower Light(BULB) | MT5B | 56mm | AC 220~240V | MT5B 1~5 Stack(BULB Stedy AC 220~240V) + Threaded Pole Type
- | MT5B-2CLM-RG | 1131.57 | Tower Light(BULB) | MT5B | 56mm | AC 220~240V | MT5B 1~5 Stack(BULB Stedy AC 220~240V) + Threaded Pole Type
- | MT5B-3CLM-RYG | 1309.77 | Tower Light(BULB) | MT5B | 56mm | AC 220~240V | MT5B 1~5 Stack(BULB Stedy AC 220~240V) + Threaded Pole Type
- | MT5B-4CLM-RYGB | 1496.88 | Tower Light(BULB) | MT5B | 56mm | AC 220~240V | MT5B 1~5 Stack(BULB Stedy AC 220~240V) + Threaded Pole Type
- | MT5B-5CLM-RYGBC | 1683.99 | Tower Light(BULB) | MT5B | 56mm | AC 220~240V | MT5B 1~5 Stack(BULB Stedy AC 220~240V) + Threaded Pole Type
- | MT5B-1DLM-R | 935.55 | Tower Light(BULB) | MT5B | 56mm | AC/DC 12V | MT5B 1~5 Stack(BULB Stedy AC/DC 12V) + Threaded Pole Type
- | MT5B-2DLM-RG | 1131.57 | Tower Light(BULB) | MT5B | 56mm | AC/DC 12V | MT5B 1~5 Stack(BULB Stedy AC/DC 12V) + Threaded Pole Type
- | MT5B-3DLM-RYG | 1309.77 | Tower Light(BULB) | MT5B | 56mm | AC/DC 12V | MT5B 1~5 Stack(BULB Stedy AC/DC 12V) + Threaded Pole Type
- | MT5B-4DLM-RYGB | 1496.88 | Tower Light(BULB) | MT5B | 56mm | AC/DC 12V | MT5B 1~5 Stack(BULB Stedy AC/DC 12V) + Threaded Pole Type
- | MT5B-5DLM-RYGBC | 1683.99 | Tower Light(BULB) | MT5B | 56mm | AC/DC 12V | MT5B 1~5 Stack(BULB Stedy AC/DC 12V) + Threaded Pole Type
- | MT8B-1ALG-R | 1345.41 | Tower Light(BULB) | MT8B | 86mm | AC/DC 24V | MT8B 1~5 Stack(BULB Stedy AC/DC 24V) + No Pole Type
- | MT8B-2ALG-RG | 1657.26 | Tower Light(BULB) | MT8B | 86mm | AC/DC 24V | MT8B 1~5 Stack(BULB Stedy AC/DC 24V) + No Pole Type
- | MT8B-3ALG-RYG | 1960.2 | Tower Light(BULB) | MT8B | 86mm | AC/DC 24V | MT8B 1~5 Stack(BULB Stedy AC/DC 24V) + No Pole Type
- | MT8B-4ALG-RYGB | 2272.05 | Tower Light(BULB) | MT8B | 86mm | AC/DC 24V | MT8B 1~5 Stack(BULB Stedy AC/DC 24V) + No Pole Type
- | MT8B-5ALG-RYGBC | 2583.9 | Tower Light(BULB) | MT8B | 86mm | AC/DC 24V | MT8B 1~5 Stack(BULB Stedy AC/DC 24V) + No Pole Type
- | MT8B-1BLG-R | 1345.41 | Tower Light(BULB) | MT8B | 86mm | AC 110~120V | MT8B 1~5 Stack(BULB Stedy AC 110~120V) + No Pole Type
- | MT8B-2BLG-RG | 1657.26 | Tower Light(BULB) | MT8B | 86mm | AC 110~120V | MT8B 1~5 Stack(BULB Stedy AC 110~120V) + No Pole Type
- | MT8B-3BLG-RYG | 1960.2 | Tower Light(BULB) | MT8B | 86mm | AC 110~120V | MT8B 1~5 Stack(BULB Stedy AC 110~120V) + No Pole Type
- | MT8B-4BLG-RYGB | 2272.05 | Tower Light(BULB) | MT8B | 86mm | AC 110~120V | MT8B 1~5 Stack(BULB Stedy AC 110~120V) + No Pole Type
- | MT8B-5BLG-RYGBC | 2583.9 | Tower Light(BULB) | MT8B | 86mm | AC 110~120V | MT8B 1~5 Stack(BULB Stedy AC 110~120V) + No Pole Type
- | MT8B-1CLG-R | 1345.41 | Tower Light(BULB) | MT8B | 86mm | AC 220~240V | MT5B 1~5 Stack(BULB Stedy AC 220~240V) + No Pole Type
- | MT8B-2CLG-RG | 1657.26 | Tower Light(BULB) | MT8B | 86mm | AC 220~240V | MT5B 1~5 Stack(BULB Stedy AC 220~240V) + No Pole Type
- | MT8B-3CLG-RYG | 1960.2 | Tower Light(BULB) | MT8B | 86mm | AC 220~240V | MT5B 1~5 Stack(BULB Stedy AC 220~240V) + No Pole Type
- | MT8B-4CLG-RYGB | 2272.05 | Tower Light(BULB) | MT8B | 86mm | AC 220~240V | MT5B 1~5 Stack(BULB Stedy AC 220~240V) + No Pole Type
- | MT8B-5CLG-RYGBC | 2583.9 | Tower Light(BULB) | MT8B | 86mm | AC 220~240V | MT5B 1~5 Stack(BULB Stedy AC 220~240V) + No Pole Type
- | MT8B-1DLG-R | 1345.41 | Tower Light(BULB) | MT8B | 86mm | AC/DC 12V | MT8B 1~5 Stack(BULB Stedy AC/DC 12V) + No Pole Type
- | MT8B-2DLG-RG | 1657.26 | Tower Light(BULB) | MT8B | 86mm | AC/DC 12V | MT8B 1~5 Stack(BULB Stedy AC/DC 12V) + No Pole Type
- | MT8B-3DLG-RYG | 1960.2 | Tower Light(BULB) | MT8B | 86mm | AC/DC 12V | MT8B 1~5 Stack(BULB Stedy AC/DC 12V) + No Pole Type
- | MT8B-4DLG-RYGB | 2272.05 | Tower Light(BULB) | MT8B | 86mm | AC/DC 12V | MT8B 1~5 Stack(BULB Stedy AC/DC 12V) + No Pole Type
- | MT8B-5DLG-RYGBC | 2583.9 | Tower Light(BULB) | MT8B | 86mm | AC/DC 12V | MT8B 1~5 Stack(BULB Stedy AC/DC 12V) + No Pole Type
- | MT8B-1ALP-R | 1496.88 | Tower Light(BULB) | MT8B | 86mm | AC/DC 24V | MT8B 1~5 Stack(BULB Stedy AC/DC 24V) + Pole Type
- | MT8B-2ALP-RG | 1817.64 | Tower Light(BULB) | MT8B | 86mm | AC/DC 24V | MT8B 1~5 Stack(BULB Stedy AC/DC 24V) + Pole Type
- | MT8B-3ALP-RYG | 2120.58 | Tower Light(BULB) | MT8B | 86mm | AC/DC 24V | MT8B 1~5 Stack(BULB Stedy AC/DC 24V) + Pole Type
- | MT8B-4ALP-RYGB | 2432.43 | Tower Light(BULB) | MT8B | 86mm | AC/DC 24V | MT8B 1~5 Stack(BULB Stedy AC/DC 24V) + Pole Type
- | MT8B-5ALP-RYGBC | 2744.28 | Tower Light(BULB) | MT8B | 86mm | AC/DC 24V | MT8B 1~5 Stack(BULB Stedy AC/DC 24V) + Pole Type
- | MT8B-1BLP-R | 1496.88 | Tower Light(BULB) | MT8B | 86mm | AC 110~120V | MT8B 1~5 Stack(BULB Stedy AC 110~120V) + Pole Type
- | MT8B-2BLP-RG | 1817.64 | Tower Light(BULB) | MT8B | 86mm | AC 110~120V | MT8B 1~5 Stack(BULB Stedy AC 110~120V) + Pole Type
- | MT8B-3BLP-RYG | 2120.58 | Tower Light(BULB) | MT8B | 86mm | AC 110~120V | MT8B 1~5 Stack(BULB Stedy AC 110~120V) + Pole Type
- | MT8B-4BLP-RYGB | 2432.43 | Tower Light(BULB) | MT8B | 86mm | AC 110~120V | MT8B 1~5 Stack(BULB Stedy AC 110~120V) + Pole Type
- | MT8B-5BLP-RYGBC | 2744.28 | Tower Light(BULB) | MT8B | 86mm | AC 110~120V | MT8B 1~5 Stack(BULB Stedy AC 110~120V) + Pole Type
- | MT8B-1CLP-R | 1496.88 | Tower Light(BULB) | MT8B | 86mm | AC 220~240V | MT8B 1~5 Stack(BULB Stedy AC 220~240V) + Pole Type
- | MT8B-2CLP-RG | 1817.64 | Tower Light(BULB) | MT8B | 86mm | AC 220~240V | MT8B 1~5 Stack(BULB Stedy AC 220~240V) + Pole Type
- | MT8B-3CLP-RYG | 2120.58 | Tower Light(BULB) | MT8B | 86mm | AC 220~240V | MT8B 1~5 Stack(BULB Stedy AC 220~240V) + Pole Type
- | MT8B-4CLP-RYGB | 2432.43 | Tower Light(BULB) | MT8B | 86mm | AC 220~240V | MT8B 1~5 Stack(BULB Stedy AC 220~240V) + Pole Type
- | MT8B-5CLP-RYGBC | 2744.28 | Tower Light(BULB) | MT8B | 86mm | AC 220~240V | MT8B 1~5 Stack(BULB Stedy AC 220~240V) + Pole Type
- | MT8B-1DLP-R | 1496.88 | Tower Light(BULB) | MT8B | 86mm | AC/DC 12V | MT8B 1~5 Stack(BULB Stedy AC/DC 12V) + Pole Type
- | MT8B-2DLP-RG | 1817.64 | Tower Light(BULB) | MT8B | 86mm | AC/DC 12V | MT8B 1~5 Stack(BULB Stedy AC/DC 12V) + Pole Type
- | MT8B-3DLP-RYG | 2120.58 | Tower Light(BULB) | MT8B | 86mm | AC/DC 12V | MT8B 1~5 Stack(BULB Stedy AC/DC 12V) + Pole Type
- | MT8B-4DLP-RYGB | 2432.43 | Tower Light(BULB) | MT8B | 86mm | AC/DC 12V | MT8B 1~5 Stack(BULB Stedy AC/DC 12V) + Pole Type
- | MT8B-5DLP-RYGBC | 2744.28 | Tower Light(BULB) | MT8B | 86mm | AC/DC 12V | MT8B 1~5 Stack(BULB Stedy AC/DC 12V) + Pole Type
- | MT8B-1ALM-R | 1398.87 | Tower Light(BULB) | MT8B | 86mm | AC/DC 24V | MT8B 1~5 Stack(BULB Stedy AC/DC 24V) + Threaded Pole Type
- | MT8B-2ALM-RG | 1719.63 | Tower Light(BULB) | MT8B | 86mm | AC/DC 24V | MT8B 1~5 Stack(BULB Stedy AC/DC 24V) + Threaded Pole Type
- | MT8B-3ALM-RYG | 2031.48 | Tower Light(BULB) | MT8B | 86mm | AC/DC 24V | MT8B 1~5 Stack(BULB Stedy AC/DC 24V) + Threaded Pole Type
- | MT8B-4ALM-RYGB | 2343.33 | Tower Light(BULB) | MT8B | 86mm | AC/DC 24V | MT8B 1~5 Stack(BULB Stedy AC/DC 24V) + Threaded Pole Type
- | MT8B-5ALM-RYGBC | 2646.27 | Tower Light(BULB) | MT8B | 86mm | AC/DC 24V | MT8B 1~5 Stack(BULB Stedy AC/DC 24V) + Threaded Pole Type
- | MT8B-1BLM-R | 1398.87 | Tower Light(BULB) | MT8B | 86mm | AC 110~120V | MT8B 1~5 Stack(BULB Stedy AC 110~120V) + Threaded Pole Type
- | MT8B-2BLM-RG | 1719.63 | Tower Light(BULB) | MT8B | 86mm | AC 110~120V | MT8B 1~5 Stack(BULB Stedy AC 110~120V) + Threaded Pole Type
- | MT8B-3BLM-RYG | 2031.48 | Tower Light(BULB) | MT8B | 86mm | AC 110~120V | MT8B 1~5 Stack(BULB Stedy AC 110~120V) + Threaded Pole Type
- | MT8B-4BLM-RYGB | 2343.33 | Tower Light(BULB) | MT8B | 86mm | AC 110~120V | MT8B 1~5 Stack(BULB Stedy AC 110~120V) + Threaded Pole Type
- | MT8B-5BLM-RYGBC | 2646.27 | Tower Light(BULB) | MT8B | 86mm | AC 110~120V | MT8B 1~5 Stack(BULB Stedy AC 110~120V) + Threaded Pole Type
- | MT8B-1CLM-R | 1398.87 | Tower Light(BULB) | MT8B | 86mm | AC 220~240V | MT8B 1~5 Stack(BULB Stedy AC 220~240V) + Threaded Pole Type
- | MT8B-2CLM-RG | 1719.63 | Tower Light(BULB) | MT8B | 86mm | AC 220~240V | MT8B 1~5 Stack(BULB Stedy AC 220~240V) + Threaded Pole Type
- | MT8B-3CLM-RYG | 2031.48 | Tower Light(BULB) | MT8B | 86mm | AC 220~240V | MT8B 1~5 Stack(BULB Stedy AC 220~240V) + Threaded Pole Type
- | MT8B-4CLM-RYGB | 2343.33 | Tower Light(BULB) | MT8B | 86mm | AC 220~240V | MT8B 1~5 Stack(BULB Stedy AC 220~240V) + Threaded Pole Type
- | MT8B-5CLM-RYGBC | 2646.27 | Tower Light(BULB) | MT8B | 86mm | AC 220~240V | MT8B 1~5 Stack(BULB Stedy AC 220~240V) + Threaded Pole Type
- | MT8B-1DLM-R | 1398.87 | Tower Light(BULB) | MT8B | 86mm | AC/DC 12V | MT8B 1~5 Stack(BULB Stedy AC/DC 12V) + Threaded Pole Type
- | MT8B-2DLM-RG | 1719.63 | Tower Light(BULB) | MT8B | 86mm | AC/DC 12V | MT8B 1~5 Stack(BULB Stedy AC/DC 12V) + Threaded Pole Type
- | MT8B-3DLM-RYG | 2031.48 | Tower Light(BULB) | MT8B | 86mm | AC/DC 12V | MT8B 1~5 Stack(BULB Stedy AC/DC 12V) + Threaded Pole Type
- | MT8B-4DLM-RYGB | 2343.33 | Tower Light(BULB) | MT8B | 86mm | AC/DC 12V | MT8B 1~5 Stack(BULB Stedy AC/DC 12V) + Threaded Pole Type
- | MT8B-5DLM-RYGBC | 2646.27 | Tower Light(BULB) | MT8B | 86mm | AC/DC 12V | MT8B 1~5 Stack(BULB Stedy AC/DC 12V) + Threaded Pole Type
- | MSGS-101-R | 5613.3 | Tower Light(BULB) | MSGS | 25mm | DC 12V | MSGS 1 Stack(BULB Rotating + Buzer DC 12V, 24V, AC 110V, 220V)
- | MSGS-102-R | 5613.3 | Tower Light(BULB) | MSGS | 25mm | DC 24V | MSGS 1 Stack(BULB Rotating + Buzer DC 12V, 24V, AC 110V, 220V)
- | MSGS-110-R | 5613.3 | Tower Light(BULB) | MSGS | 25mm | AC 110V | MSGS 1 Stack(BULB Rotating + Buzer DC 12V, 24V, AC 110V, 220V)
- | MSGS-120-R | 5613.3 | Tower Light(BULB) | MSGS | 25mm | AC 220V | MSGS 1 Stack(BULB Rotating + Buzer DC 12V, 24V, AC 110V, 220V)
- | MSGS-201-RG | 6548.85 | Tower Light(BULB) | MSGS | 25mm | DC 12V | MSGS 2 Stack(BULB Rotating + Buzer DC 12V, 24V, AC 110V, 220V)
- | MSGS-202-RG | 6548.85 | Tower Light(BULB) | MSGS | 25mm | DC 24V | MSGS 2 Stack(BULB Rotating + Buzer DC 12V, 24V, AC 110V, 220V)
- | MSGS-210-RG | 6548.85 | Tower Light(BULB) | MSGS | 25mm | AC 110V | MSGS 2 Stack(BULB Rotating + Buzer DC 12V, 24V, AC 110V, 220V)
- | MSGS-220-RG | 6548.85 | Tower Light(BULB) | MSGS | 25mm | AC 220V | MSGS 2 Stack(BULB Rotating + Buzer DC 12V, 24V, AC 110V, 220V)
- | MSGS-301-RYG | 7484.4 | Tower Light(BULB) | MSGS | 25mm | DC 12V | MSGS 3 Stack(BULB Rotating + Buzer DC 12V, 24V, AC 110V, 220V)
- | MSGS-302-RYG | 7484.4 | Tower Light(BULB) | MSGS | 25mm | DC 24V | MSGS 3 Stack(BULB Rotating + Buzer DC 12V, 24V, AC 110V, 220V)
- | MSGS-310-RYG | 7484.4 | Tower Light(BULB) | MSGS | 25mm | AC 110V | MSGS 3 Stack(BULB Rotating + Buzer DC 12V, 24V, AC 110V, 220V)
- | MSGS-320-RYG | 7484.4 | Tower Light(BULB) | MSGS | 25mm | AC 220V | MSGS 3 Stack(BULB Rotating + Buzer DC 12V, 24V, AC 110V, 220V)
- | MSGS-401-RYGB | 8419.95 | Tower Light(BULB) | MSGS | 25mm | DC 12V | MSGS 4 Stack(BULB Rotating + Buzer DC 12V, 24V, AC 110V, 220V)
- | MSGS-402-RYGB | 8419.95 | Tower Light(BULB) | MSGS | 25mm | DC 24V | MSGS 4 Stack(BULB Rotating + Buzer DC 12V, 24V, AC 110V, 220V)
- | MSGS-410-RYGB | 8419.95 | Tower Light(BULB) | MSGS | 25mm | AC 110V | MSGS 4 Stack(BULB Rotating + Buzer DC 12V, 24V, AC 110V, 220V)
- | MSGS-420-RYGB | 8419.95 | Tower Light(BULB) | MSGS | 25mm | AC 220V | MSGS 4 Stack(BULB Rotating + Buzer DC 12V, 24V, AC 110V, 220V)
- | MSGS-501-RYGBC | 9364.41 | Tower Light(BULB) | MSGS | 25mm | DC 12V | MSGS 5 Stack(BULB Rotating + Buzer DC 12V, 24V, AC 110V, 220V)
- | MSGS-502-RYGBC | 9364.41 | Tower Light(BULB) | MSGS | 25mm | DC 24V | MSGS 5 Stack(BULB Rotating + Buzer DC 12V, 24V, AC 110V, 220V)
- | MSGS-510-RYGBC | 9364.41 | Tower Light(BULB) | MSGS | 25mm | AC 110V | MSGS 5 Stack(BULB Rotating + Buzer DC 12V, 24V, AC 110V, 220V)
- | MSGS-520-RYGBC | 9364.41 | Tower Light(BULB) | MSGS | 25mm | AC 220V | MSGS 5 Stack(BULB Rotating + Buzer DC 12V, 24V, AC 110V, 220V)
- | MS86L-F02-R | 2370.06 | Signal Light(LED) | MS86L | 86mm | AC/DC 24V | MS86L-F02(LED Steady + Flashing AC/DC 24V)
- | MS86L-F02-Y | 2370.06 | Signal Light(LED) | MS86L | 86mm | AC/DC 24V | MS86L-F02(LED Steady + Flashing AC/DC 24V)
- | MS86L-F02-G | 2370.06 | Signal Light(LED) | MS86L | 86mm | AC/DC 24V | MS86L-F02(LED Steady + Flashing AC/DC 24V)
- | MS86L-F02-B | 2370.06 | Signal Light(LED) | MS86L | 86mm | AC/DC 24V | MS86L-F02(LED Steady + Flashing AC/DC 24V)
- | MS86L-F02-C | 2370.06 | Signal Light(LED) | MS86L | 86mm | AC/DC 24V | MS86L-F02(LED Steady + Flashing AC/DC 24V)
- | MS86L-FFF-R | 2370.06 | Signal Light(LED) | MS86L | 86mm | AC 90~240V | MS86L-FFF(LED Steady + Flashing AC 90~240V)
- | MS86L-FFF-Y | 2370.06 | Signal Light(LED) | MS86L | 86mm | AC 90~240V | MS86L-FFF(LED Steady + Flashing AC 90~240V)
- | MS86L-FFF-G | 2370.06 | Signal Light(LED) | MS86L | 86mm | AC 90~240V | MS86L-FFF(LED Steady + Flashing AC 90~240V)
- | MS86L-FFF-B | 2370.06 | Signal Light(LED) | MS86L | 86mm | AC 90~240V | MS86L-FFF(LED Steady + Flashing AC 90~240V)
- | MS86L-FFF-C | 2370.06 | Signal Light(LED) | MS86L | 86mm | AC 90~240V | MS86L-FFF(LED Steady + Flashing AC 90~240V)
- | MS86L-B02-R | 2557.17 | Signal Light(LED) | MS86L | 86mm | AC/DC 24V | MS86L-B02(LED Steady + Flashing + Buzzer AC/DC 24V)
- | MS86L-B02-Y | 2557.17 | Signal Light(LED) | MS86L | 86mm | AC/DC 24V | MS86L-B02(LED Steady + Flashing + Buzzer AC/DC 24V)
- | MS86L-B02-G | 2557.17 | Signal Light(LED) | MS86L | 86mm | AC/DC 24V | MS86L-B02(LED Steady + Flashing + Buzzer AC/DC 24V)
- | MS86L-B02-B | 2557.17 | Signal Light(LED) | MS86L | 86mm | AC/DC 24V | MS86L-B02(LED Steady + Flashing + Buzzer AC/DC 24V)
- | MS86L-B02-C | 2557.17 | Signal Light(LED) | MS86L | 86mm | AC/DC 24V | MS86L-B02(LED Steady + Flashing + Buzzer AC/DC 24V)
- | MS86L-BFF-R | 2557.17 | Signal Light(LED) | MS86L | 86mm | AC 90~240V | MS86L-BFF(LED Steady + Flashing + Buzzer AC 90~240V)
- | MS86L-BFF-Y | 2557.17 | Signal Light(LED) | MS86L | 86mm | AC 90~240V | MS86L-BFF(LED Steady + Flashing + Buzzer AC 90~240V)
- | MS86L-BFF-G | 2557.17 | Signal Light(LED) | MS86L | 86mm | AC 90~240V | MS86L-BFF(LED Steady + Flashing + Buzzer AC 90~240V)
- | MS86L-BFF-B | 2557.17 | Signal Light(LED) | MS86L | 86mm | AC 90~240V | MS86L-BFF(LED Steady + Flashing + Buzzer AC 90~240V)
- | MS86L-BFF-C | 2557.17 | Signal Light(LED) | MS86L | 86mm | AC 90~240V | MS86L-BFF(LED Steady + Flashing + Buzzer AC 90~240V)
- | MS86M-F00-RYG | 4561.92 | Signal Light(LED) | MS86M | 86mm | DC 12~24V | MS86M-F00(LED Steady + Flashing DC 24V)
- | MS86M-F00-RGB | 4561.92 | Signal Light(LED) | MS86M | 86mm | DC 12~24V | MS86M-F00(LED Steady + Flashing DC 24V)
- | MS86M-B00-RYG | 4900.5 | Signal Light(LED) | MS86M | 86mm | DC 12~24V | MS86M-B00(LED Steady + Flashing + Buzzer DC 24V)
- | MS86M-B00-RGB | 4900.5 | Signal Light(LED) | MS86M | 86mm | DC 12~24V | MS86M-B00(LED Steady + Flashing + Buzzer DC 24V)
- | MS86T-F00-R | 2931.39 | Signal Light(LED) | MS86T | 86mm | DC 12~24V | MS86T-F00(LED Steady + Flashing DC 12~24V)
- | MS86T-F00-Y | 2931.39 | Signal Light(LED) | MS86T | 86mm | DC 12~24V | MS86T-F00(LED Steady + Flashing DC 12~24V)
- | MS86T-F00-G | 2931.39 | Signal Light(LED) | MS86T | 86mm | DC 12~24V | MS86T-F00(LED Steady + Flashing DC 12~24V)
- | MS86T-F00-B | 2931.39 | Signal Light(LED) | MS86T | 86mm | DC 12~24V | MS86T-F00(LED Steady + Flashing DC 12~24V)
- | MS86T-F00-C | 2931.39 | Signal Light(LED) | MS86T | 86mm | DC 12~24V | MS86T-F00(LED Steady + Flashing DC 12~24V)
- | MS86T-R00-R | 2931.39 | Signal Light(LED) | MS86T | 86mm | DC 12~24V | MS86T-R00(LED Steady + Flashing + Rotating DC 12~24V)
- | MS86T-R00-Y | 2931.39 | Signal Light(LED) | MS86T | 86mm | DC 12~24V | MS86T-R00(LED Steady + Flashing + Rotating DC 12~24V)
- | MS86T-R00-G | 2931.39 | Signal Light(LED) | MS86T | 86mm | DC 12~24V | MS86T-R00(LED Steady + Flashing + Rotating DC 12~24V)
- | MS86T-R00-B | 2931.39 | Signal Light(LED) | MS86T | 86mm | DC 12~24V | MS86T-R00(LED Steady + Flashing + Rotating DC 12~24V)
- | MS86T-R00-C | 2931.39 | Signal Light(LED) | MS86T | 86mm | DC 12~24V | MS86T-R00(LED Steady + Flashing + Rotating DC 12~24V)
- | MS86T-B00-R | 3269.97 | Signal Light(LED) | MS86T | 86mm | DC 12~24V | MS86T-B00(LED Steady + Flashing + Rotating + Buzzer DC 12~24V)
- | MS86T-B00-Y | 3269.97 | Signal Light(LED) | MS86T | 86mm | DC 12~24V | MS86T-B00(LED Steady + Flashing + Rotating + Buzzer DC 12~24V)
- | MS86T-B00-G | 3269.97 | Signal Light(LED) | MS86T | 86mm | DC 12~24V | MS86T-B00(LED Steady + Flashing + Rotating + Buzzer DC 12~24V)
- | MS86T-B00-B | 3269.97 | Signal Light(LED) | MS86T | 86mm | DC 12~24V | MS86T-B00(LED Steady + Flashing + Rotating + Buzzer DC 12~24V)
- | MS86T-B00-C | 3269.97 | Signal Light(LED) | MS86T | 86mm | DC 12~24V | MS86T-B00(LED Steady + Flashing + Rotating + Buzzer DC 12~24V)
- | MS86W-R00-R | 2272.05 | Signal Light(LED) | MS86W | 86mm | DC 12~24V | MS86W-R00(LED Steady + Flashing + Rotating DC 12~24V)
- | MS86W-R00-Y | 2272.05 | Signal Light(LED) | MS86W | 86mm | DC 12~24V | MS86W-R00(LED Steady + Flashing + Rotating DC 12~24V)
- | MS86W-R00-G | 2272.05 | Signal Light(LED) | MS86W | 86mm | DC 12~24V | MS86W-R00(LED Steady + Flashing + Rotating DC 12~24V)
- | MS86W-R00-B | 2272.05 | Signal Light(LED) | MS86W | 86mm | DC 12~24V | MS86W-R00(LED Steady + Flashing + Rotating DC 12~24V)
- | MS86W-R00-C | 2272.05 | Signal Light(LED) | MS86W | 86mm | DC 12~24V | MS86W-R00(LED Steady + Flashing + Rotating DC 12~24V)
- | MS86W-B02-R | 2459.16 | Signal Light(LED) | MS86W | 86mm | DC 24V | MS86W-B02(LED Steady + Flashing + Rotating + Buzzer DC 24V)
- | MS86W-B02-Y | 2459.16 | Signal Light(LED) | MS86W | 86mm | DC 24V | MS86W-B02(LED Steady + Flashing + Rotating + Buzzer DC 24V)
- | MS86W-B02-G | 2459.16 | Signal Light(LED) | MS86W | 86mm | DC 24V | MS86W-B02(LED Steady + Flashing + Rotating + Buzzer DC 24V)
- | MS86W-B02-B | 2459.16 | Signal Light(LED) | MS86W | 86mm | DC 24V | MS86W-B02(LED Steady + Flashing + Rotating + Buzzer DC 24V)
- | MS86W-B02-C | 2459.16 | Signal Light(LED) | MS86W | 86mm | DC 24V | MS86W-B02(LED Steady + Flashing + Rotating + Buzzer DC 24V)
- | MS86S-S00-R | 2165.13 | Signal Light(BULB) | MS86S | 86mm | AC/DC 12~24V | MS86S-S00(Xenon Strobe Lamp molding type AC/DC 12~24V)
- | MS86S-S00-Y | 2165.13 | Signal Light(BULB) | MS86S | 86mm | AC/DC 12~24V | MS86S-S00(Xenon Strobe Lamp molding type AC/DC 12~24V)
- | MS86S-S00-G | 2165.13 | Signal Light(BULB) | MS86S | 86mm | AC/DC 12~24V | MS86S-S00(Xenon Strobe Lamp molding type AC/DC 12~24V)
- | MS86S-S00-B | 2165.13 | Signal Light(BULB) | MS86S | 86mm | AC/DC 12~24V | MS86S-S00(Xenon Strobe Lamp molding type AC/DC 12~24V)
- | MS86S-S00-C | 2165.13 | Signal Light(BULB) | MS86S | 86mm | AC/DC 12~24V | MS86S-S00(Xenon Strobe Lamp molding type AC/DC 12~24V)
- | MS86S-N00-R | 2049.3 | Signal Light(BULB) | MS86S | 86mm | AC/DC 12~24V | MS86S-N00(Xenon Strobe Lamp Non molding type AC/DC 12~24V)
- | MS86S-N00-Y | 2049.3 | Signal Light(BULB) | MS86S | 86mm | AC/DC 12~24V | MS86S-N00(Xenon Strobe Lamp Non molding type AC/DC 12~24V)
- | MS86S-N00-G | 2049.3 | Signal Light(BULB) | MS86S | 86mm | AC/DC 12~24V | MS86S-N00(Xenon Strobe Lamp Non molding type AC/DC 12~24V)
- | MS86S-N00-B | 2049.3 | Signal Light(BULB) | MS86S | 86mm | AC/DC 12~24V | MS86S-N00(Xenon Strobe Lamp Non molding type AC/DC 12~24V)
- | MS86S-N00-C | 2049.3 | Signal Light(BULB) | MS86S | 86mm | AC/DC 12~24V | MS86S-N00(Xenon Strobe Lamp Non molding type AC/DC 12~24V)
- | MS86S-N10-R | 2049.3 | Signal Light(BULB) | MS86S | 86mm | AC 110V | MS86S-N10(Xenon Strobe Lamp Non molding type AC 110V)
- | MS86S-N10-Y | 2049.3 | Signal Light(BULB) | MS86S | 86mm | AC 110V | MS86S-N10(Xenon Strobe Lamp Non molding type AC 110V)
- | MS86S-N10-G | 2049.3 | Signal Light(BULB) | MS86S | 86mm | AC 110V | MS86S-N10(Xenon Strobe Lamp Non molding type AC 110V)
- | MS86S-N10-B | 2049.3 | Signal Light(BULB) | MS86S | 86mm | AC 110V | MS86S-N10(Xenon Strobe Lamp Non molding type AC 110V)
- | MS86S-N10-C | 2049.3 | Signal Light(BULB) | MS86S | 86mm | AC 110V | MS86S-N10(Xenon Strobe Lamp Non molding type AC 110V)
- | MS86S-N20-R | 2049.3 | Signal Light(BULB) | MS86S | 86mm | AC 220V | MS86S-N20(Xenon Strobe Lamp Non molding type AC 220V)
- | MS86S-N20-Y | 2049.3 | Signal Light(BULB) | MS86S | 86mm | AC 220V | MS86S-N20(Xenon Strobe Lamp Non molding type AC 220V)
- | MS86S-N20-G | 2049.3 | Signal Light(BULB) | MS86S | 86mm | AC 220V | MS86S-N20(Xenon Strobe Lamp Non molding type AC 220V)
- | MS86S-N20-B | 2049.3 | Signal Light(BULB) | MS86S | 86mm | AC 220V | MS86S-N20(Xenon Strobe Lamp Non molding type AC 220V)
- | MS86S-N20-C | 2049.3 | Signal Light(BULB) | MS86S | 86mm | AC 220V | MS86S-N20(Xenon Strobe Lamp Non molding type AC 220V)
- | MS115C-F00-R | 3617.46 | Signal Light(LED) | MS115C | 115mm | DC 12~24V | MS115C-F00(LED Flashing DC 12~24V)
- | MS115C-F00-Y | 3617.46 | Signal Light(LED) | MS115C | 115mm | DC 12~24V | MS115C-F00(LED Flashing DC 12~24V)
- | MS115C-F00-G | 3617.46 | Signal Light(LED) | MS115C | 115mm | DC 12~24V | MS115C-F00(LED Flashing DC 12~24V)
- | MS115C-F00-B | 3617.46 | Signal Light(LED) | MS115C | 115mm | DC 12~24V | MS115C-F00(LED Flashing DC 12~24V)
- | MS115C-F00-C | 3617.46 | Signal Light(LED) | MS115C | 115mm | DC 12~24V | MS115C-F00(LED Flashing DC 12~24V)
- | MS115L-F02-R | 3305.61 | Signal Light(LED) | MS115L | 115mm | AC/DC 24V | MS115L-F02(LED Steady + Flashing AC/DC 24V)
- | MS115L-F02-Y | 3305.61 | Signal Light(LED) | MS115L | 115mm | AC/DC 24V | MS115L-F02(LED Steady + Flashing AC/DC 24V)
- | MS115L-F02-G | 3305.61 | Signal Light(LED) | MS115L | 115mm | AC/DC 24V | MS115L-F02(LED Steady + Flashing AC/DC 24V)
- | MS115L-F02-B | 3305.61 | Signal Light(LED) | MS115L | 115mm | AC/DC 24V | MS115L-F02(LED Steady + Flashing AC/DC 24V)
- | MS115L-F02-C | 3305.61 | Signal Light(LED) | MS115L | 115mm | AC/DC 24V | MS115L-F02(LED Steady + Flashing AC/DC 24V)
- | MS115L-FFF-R | 3305.61 | Signal Light(LED) | MS115L | 115mm | AC 90~240V | MS115L-FFF(LED Steady + Flashing AC 90~240V)
- | MS115L-FFF-Y | 3305.61 | Signal Light(LED) | MS115L | 115mm | AC 90~240V | MS115L-FFF(LED Steady + Flashing AC 90~240V)
- | MS115L-FFF-G | 3305.61 | Signal Light(LED) | MS115L | 115mm | AC 90~240V | MS115L-FFF(LED Steady + Flashing AC 90~240V)
- | MS115L-FFF-B | 3305.61 | Signal Light(LED) | MS115L | 115mm | AC 90~240V | MS115L-FFF(LED Steady + Flashing AC 90~240V)
- | MS115L-FFF-C | 3305.61 | Signal Light(LED) | MS115L | 115mm | AC 90~240V | MS115L-FFF(LED Steady + Flashing AC 90~240V)
- | MS115L-B02-R | 3644.19 | Signal Light(LED) | MS115L | 115mm | AC/DC 24V | MS115L-B02(LED Steady + Flashing + Buzzer AC/DC 24V)
- | MS115L-B02-Y | 3644.19 | Signal Light(LED) | MS115L | 115mm | AC/DC 24V | MS115L-B02(LED Steady + Flashing + Buzzer AC/DC 24V)
- | MS115L-B02-G | 3644.19 | Signal Light(LED) | MS115L | 115mm | AC/DC 24V | MS115L-B02(LED Steady + Flashing + Buzzer AC/DC 24V)
- | MS115L-B02-B | 3644.19 | Signal Light(LED) | MS115L | 115mm | AC/DC 24V | MS115L-B02(LED Steady + Flashing + Buzzer AC/DC 24V)
- | MS115L-B02-C | 3644.19 | Signal Light(LED) | MS115L | 115mm | AC/DC 24V | MS115L-B02(LED Steady + Flashing + Buzzer AC/DC 24V)
- | MS115L-BFF-R | 3644.19 | Signal Light(LED) | MS115L | 115mm | AC 90~240V | MS115L-BFF(LED Steady + Flashing + Buzzer AC 90~240V)
- | MS115L-BFF-Y | 3644.19 | Signal Light(LED) | MS115L | 115mm | AC 90~240V | MS115L-BFF(LED Steady + Flashing + Buzzer AC 90~240V)
- | MS115L-BFF-G | 3644.19 | Signal Light(LED) | MS115L | 115mm | AC 90~240V | MS115L-BFF(LED Steady + Flashing + Buzzer AC 90~240V)
- | MS115L-BFF-B | 3644.19 | Signal Light(LED) | MS115L | 115mm | AC 90~240V | MS115L-BFF(LED Steady + Flashing + Buzzer AC 90~240V)
- | MS115L-BFF-C | 3644.19 | Signal Light(LED) | MS115L | 115mm | AC 90~240V | MS115L-BFF(LED Steady + Flashing + Buzzer AC 90~240V)
- | MS115M-F00-RYG | 5426.19 | Signal Light(LED) | MS115M | 115mm | DC 12~24V | MS115M-F00(LED Steady + Flashing DC 12~24V)
- | MS115M-F00-RGB | 5426.19 | Signal Light(LED) | MS115M | 115mm | DC 12~24V | MS115M-F00(LED Steady + Flashing DC 12~24V)
- | MS115M-FFF-RYG | 5426.19 | Signal Light(LED) | MS115M | 115mm | AC 90~240V | MS115M-FFF(LED Steady + Flashing AC 90~240V)
- | MS115M-FFF-RGB | 5426.19 | Signal Light(LED) | MS115M | 115mm | AC 90~240V | MS115M-FFF(LED Steady + Flashing AC 90~240V)
- | MS115M-B00-RYG | 5773.68 | Signal Light(LED) | MS115M | 115mm | DC 12~24V | MS115M-B00(LED Steady + Flashing + Buzzer DC 12~24V)
- | MS115M-B00-RGB | 5773.68 | Signal Light(LED) | MS115M | 115mm | DC 12~24V | MS115M-B00(LED Steady + Flashing + Buzzer DC 12~24V)
- | MS115M-BFF-RYG | 5773.68 | Signal Light(LED) | MS115M | 115mm | AC 90~240V | MS115M-BFF(LED Steady + Flashing + Buzzer AC 90~240V)
- | MS115M-BFF-RGB | 5773.68 | Signal Light(LED) | MS115M | 115mm | AC 90~240V | MS115M-BFF(LED Steady + Flashing + Buzzer AC 90~240V)
- | MS115T-F00-R | 3492.72 | Signal Light(LED) | MS115T | 115mm | DC 12~24V | MS115T-F00(LED Steady + Flashing DC 12~24V)
- | MS115T-F00-Y | 3492.72 | Signal Light(LED) | MS115T | 115mm | DC 12~24V | MS115T-F00(LED Steady + Flashing DC 12~24V)
- | MS115T-F00-G | 3492.72 | Signal Light(LED) | MS115T | 115mm | DC 12~24V | MS115T-F00(LED Steady + Flashing DC 12~24V)
- | MS115T-F00-B | 3492.72 | Signal Light(LED) | MS115T | 115mm | DC 12~24V | MS115T-F00(LED Steady + Flashing DC 12~24V)
- | MS115T-F00-C | 3492.72 | Signal Light(LED) | MS115T | 115mm | DC 12~24V | MS115T-F00(LED Steady + Flashing DC 12~24V)
- | MS115T-FFF-R | 3492.72 | Signal Light(LED) | MS115T | 115mm | AC 90~240V | MS115T-FFF(LED Steady + Flashing AC 90~240V)
- | MS115T-FFF-Y | 3492.72 | Signal Light(LED) | MS115T | 115mm | AC 90~240V | MS115T-FFF(LED Steady + Flashing AC 90~240V)
- | MS115T-FFF-G | 3492.72 | Signal Light(LED) | MS115T | 115mm | AC 90~240V | MS115T-FFF(LED Steady + Flashing AC 90~240V)
- | MS115T-FFF-B | 3492.72 | Signal Light(LED) | MS115T | 115mm | AC 90~240V | MS115T-FFF(LED Steady + Flashing AC 90~240V)
- | MS115T-FFF-C | 3492.72 | Signal Light(LED) | MS115T | 115mm | AC 90~240V | MS115T-FFF(LED Steady + Flashing AC 90~240V)
- | MS115T-R00-R | 4116.42 | Signal Light(LED) | MS115T | 115mm | DC 12~24V | MS115T-R00(LED Steady + Flashing + Rotating DC 12~24V)
- | MS115T-R00-Y | 4116.42 | Signal Light(LED) | MS115T | 115mm | DC 12~24V | MS115T-R00(LED Steady + Flashing + Rotating DC 12~24V)
- | MS115T-R00-G | 4116.42 | Signal Light(LED) | MS115T | 115mm | DC 12~24V | MS115T-R00(LED Steady + Flashing + Rotating DC 12~24V)
- | MS115T-R00-B | 4116.42 | Signal Light(LED) | MS115T | 115mm | DC 12~24V | MS115T-R00(LED Steady + Flashing + Rotating DC 12~24V)
- | MS115T-R00-C | 4116.42 | Signal Light(LED) | MS115T | 115mm | DC 12~24V | MS115T-R00(LED Steady + Flashing + Rotating DC 12~24V)
- | MS115T-RFF-R | 4116.42 | Signal Light(LED) | MS115T | 115mm | AC 90~240V | MS115T-RFF(LED Steady + Flashing + Rotating AC 90~240V)
- | MS115T-RFF-Y | 4116.42 | Signal Light(LED) | MS115T | 115mm | AC 90~240V | MS115T-RFF(LED Steady + Flashing + Rotating AC 90~240V)
- | MS115T-RFF-G | 4116.42 | Signal Light(LED) | MS115T | 115mm | AC 90~240V | MS115T-RFF(LED Steady + Flashing + Rotating AC 90~240V)
- | MS115T-RFF-B | 4116.42 | Signal Light(LED) | MS115T | 115mm | AC 90~240V | MS115T-RFF(LED Steady + Flashing + Rotating AC 90~240V)
- | MS115T-RFF-C | 4116.42 | Signal Light(LED) | MS115T | 115mm | AC 90~240V | MS115T-RFF(LED Steady + Flashing + Rotating AC 90~240V)
- | MS115T-B00-R | 4463.91 | Signal Light(LED) | MS115T | 115mm | DC 12~24V | MS115T-B00(LED Steady + Flashing + Rotating + Buzzer DC 12~24V)
- | MS115T-B00-Y | 4463.91 | Signal Light(LED) | MS115T | 115mm | DC 12~24V | MS115T-B00(LED Steady + Flashing + Rotating + Buzzer DC 12~24V)
- | MS115T-B00-G | 4463.91 | Signal Light(LED) | MS115T | 115mm | DC 12~24V | MS115T-B00(LED Steady + Flashing + Rotating + Buzzer DC 12~24V)
- | MS115T-B00-B | 4463.91 | Signal Light(LED) | MS115T | 115mm | DC 12~24V | MS115T-B00(LED Steady + Flashing + Rotating + Buzzer DC 12~24V)
- | MS115T-B00-C | 4463.91 | Signal Light(LED) | MS115T | 115mm | DC 12~24V | MS115T-B00(LED Steady + Flashing + Rotating + Buzzer DC 12~24V)
- | MS115T-BFF-R | 4463.91 | Signal Light(LED) | MS115T | 115mm | AC 90~240V | MS115T-BFF(LED Steady + Flashing + Rotating + Buzzer AC 90~240V)
- | MS115T-BFF-Y | 4463.91 | Signal Light(LED) | MS115T | 115mm | AC 90~240V | MS115T-BFF(LED Steady + Flashing + Rotating + Buzzer AC 90~240V)
- | MS115T-BFF-G | 4463.91 | Signal Light(LED) | MS115T | 115mm | AC 90~240V | MS115T-BFF(LED Steady + Flashing + Rotating + Buzzer AC 90~240V)
- | MS115T-BFF-B | 4463.91 | Signal Light(LED) | MS115T | 115mm | AC 90~240V | MS115T-BFF(LED Steady + Flashing + Rotating + Buzzer AC 90~240V)
- | MS115T-BFF-C | 4463.91 | Signal Light(LED) | MS115T | 115mm | AC 90~240V | MS115T-BFF(LED Steady + Flashing + Rotating + Buzzer AC 90~240V)
- | MS115S-S00-R | 2557.17 | Signal Light(BULB) | MS115S | 115mm | AC/DC 12~24V | MS115S-S00(Xenon Strobe Lamp Non molding type AC/DC 12~24V)
- | MS115S-S00-Y | 2557.17 | Signal Light(BULB) | MS115S | 115mm | AC/DC 12~24V | MS115S-S00(Xenon Strobe Lamp Non molding type AC/DC 12~24V)
- | MS115S-S00-G | 2557.17 | Signal Light(BULB) | MS115S | 115mm | AC/DC 12~24V | MS115S-S00(Xenon Strobe Lamp Non molding type AC/DC 12~24V)
- | MS115S-S00-B | 2557.17 | Signal Light(BULB) | MS115S | 115mm | AC/DC 12~24V | MS115S-S00(Xenon Strobe Lamp Non molding type AC/DC 12~24V)
- | MS115S-S00-C | 2557.17 | Signal Light(BULB) | MS115S | 115mm | AC/DC 12~24V | MS115S-S00(Xenon Strobe Lamp Non molding type AC/DC 12~24V)
- | MS115S-S10-R | 2557.17 | Signal Light(BULB) | MS115S | 115mm | AC 110V | MS115S-S10(Xenon Strobe Lamp Non molding type AC 110V)
- | MS115S-S10-Y | 2557.17 | Signal Light(BULB) | MS115S | 115mm | AC 110V | MS115S-S10(Xenon Strobe Lamp Non molding type AC 110V)
- | MS115S-S10-G | 2557.17 | Signal Light(BULB) | MS115S | 115mm | AC 110V | MS115S-S10(Xenon Strobe Lamp Non molding type AC 110V)
- | MS115S-S10-B | 2557.17 | Signal Light(BULB) | MS115S | 115mm | AC 110V | MS115S-S10(Xenon Strobe Lamp Non molding type AC 110V)
- | MS115S-S10-C | 2557.17 | Signal Light(BULB) | MS115S | 115mm | AC 110V | MS115S-S10(Xenon Strobe Lamp Non molding type AC 110V)
- | MS115S-S20-R | 2557.17 | Signal Light(BULB) | MS115S | 115mm | AC 220V | MS115S-S20(Xenon Strobe Lamp Non molding type AC 220V)
- | MS115S-S20-Y | 2557.17 | Signal Light(BULB) | MS115S | 115mm | AC 220V | MS115S-S20(Xenon Strobe Lamp Non molding type AC 220V)
- | MS115S-S20-G | 2557.17 | Signal Light(BULB) | MS115S | 115mm | AC 220V | MS115S-S20(Xenon Strobe Lamp Non molding type AC 220V)
- | MS115S-S20-B | 2557.17 | Signal Light(BULB) | MS115S | 115mm | AC 220V | MS115S-S20(Xenon Strobe Lamp Non molding type AC 220V)
- | MS115S-S20-C | 2557.17 | Signal Light(BULB) | MS115S | 115mm | AC 220V | MS115S-S20(Xenon Strobe Lamp Non molding type AC 220V)
- | MLG-01-R | 935.55 | Signal Light(BULB) | MLG | 66mm | DC 12V | MLG-01(BULB Rotating DC 12V[Smooth Lens])
- | MLG-01-Y | 935.55 | Signal Light(BULB) | MLG | 66mm | DC 12V | MLG-01(BULB Rotating DC 12V[Smooth Lens])
- | MLG-01-G | 935.55 | Signal Light(BULB) | MLG | 66mm | DC 12V | MLG-01(BULB Rotating DC 12V[Smooth Lens])
- | MLG-01-B | 935.55 | Signal Light(BULB) | MLG | 66mm | DC 12V | MLG-01(BULB Rotating DC 12V[Smooth Lens])
- | MLG-02-R | 935.55 | Signal Light(BULB) | MLG | 66mm | DC 24V | MLG-02(BULB Rotating DC 24V[Smooth Lens])
- | MLG-02-Y | 935.55 | Signal Light(BULB) | MLG | 66mm | DC 24V | MLG-02(BULB Rotating DC 24V[Smooth Lens])
- | MLG-02-G | 935.55 | Signal Light(BULB) | MLG | 66mm | DC 24V | MLG-02(BULB Rotating DC 24V[Smooth Lens])
- | MLG-02-B | 935.55 | Signal Light(BULB) | MLG | 66mm | DC 24V | MLG-02(BULB Rotating DC 24V[Smooth Lens])
- | MLG-10-R | 935.55 | Signal Light(BULB) | MLG | 66mm | AC 110V | MLG-10(BULB Rotating AC 110V[Smooth Lens])
- | MLG-10-Y | 935.55 | Signal Light(BULB) | MLG | 66mm | AC 110V | MLG-10(BULB Rotating AC 110V[Smooth Lens])
- | MLG-10-G | 935.55 | Signal Light(BULB) | MLG | 66mm | AC 110V | MLG-10(BULB Rotating AC 110V[Smooth Lens])
- | MLG-10-B | 935.55 | Signal Light(BULB) | MLG | 66mm | AC 110V | MLG-10(BULB Rotating AC 110V[Smooth Lens])
- | MLG-20-R | 935.55 | Signal Light(BULB) | MLG | 66mm | AC 220V | MLG-20(BULB Rotating AC 220V[Smooth Lens])
- | MLG-20-Y | 935.55 | Signal Light(BULB) | MLG | 66mm | AC 220V | MLG-20(BULB Rotating AC 220V[Smooth Lens])
- | MLG-20-G | 935.55 | Signal Light(BULB) | MLG | 66mm | AC 220V | MLG-20(BULB Rotating AC 220V[Smooth Lens])
- | MLG-20-B | 935.55 | Signal Light(BULB) | MLG | 66mm | AC 220V | MLG-20(BULB Rotating AC 220V[Smooth Lens])
- | MLGF-01-R | 1033.56 | Signal Light(BULB) | MLG | 66mm | DC 12V | MLGF-01(BULB Flashing DC 12V[Prism Lens])
- | MLGF-01-Y | 1033.56 | Signal Light(BULB) | MLG | 66mm | DC 12V | MLGF-01(BULB Flashing DC 12V[Prism Lens])
- | MLGF-01-G | 1033.56 | Signal Light(BULB) | MLG | 66mm | DC 12V | MLGF-01(BULB Flashing DC 12V[Prism Lens])
- | MLGF-01-B | 1033.56 | Signal Light(BULB) | MLG | 66mm | DC 12V | MLGF-01(BULB Flashing DC 12V[Prism Lens])
- | MLGF-02-R | 1033.56 | Signal Light(BULB) | MLG | 66mm | DC 24V | MLGF-02(BULB Flashing DC 24V[Prism Lens])
- | MLGF-02-Y | 1033.56 | Signal Light(BULB) | MLG | 66mm | DC 24V | MLGF-02(BULB Flashing DC 24V[Prism Lens])
- | MLGF-02-G | 1033.56 | Signal Light(BULB) | MLG | 66mm | DC 24V | MLGF-02(BULB Flashing DC 24V[Prism Lens])
- | MLGF-02-B | 1033.56 | Signal Light(BULB) | MLG | 66mm | DC 24V | MLGF-02(BULB Flashing DC 24V[Prism Lens])
- | MLGF-10-R | 1033.56 | Signal Light(BULB) | MLG | 66mm | AC 110V | MLGF-10(BULB Flashing AC 110V[Prism Lens])
- | MLGF-10-Y | 1033.56 | Signal Light(BULB) | MLG | 66mm | AC 110V | MLGF-10(BULB Flashing AC 110V[Prism Lens])
- | MLGF-10-G | 1033.56 | Signal Light(BULB) | MLG | 66mm | AC 110V | MLGF-10(BULB Flashing AC 110V[Prism Lens])
- | MLGF-10-B | 1033.56 | Signal Light(BULB) | MLG | 66mm | AC 110V | MLGF-10(BULB Flashing AC 110V[Prism Lens])
- | MLGF-20-R | 1033.56 | Signal Light(BULB) | MLG | 66mm | AC 220V | MLGF-20(BULB Flashing AC 220V[Prism Lens])
- | MLGF-20-Y | 1033.56 | Signal Light(BULB) | MLG | 66mm | AC 220V | MLGF-20(BULB Flashing AC 220V[Prism Lens])
- | MLGF-20-G | 1033.56 | Signal Light(BULB) | MLG | 66mm | AC 220V | MLGF-20(BULB Flashing AC 220V[Prism Lens])
- | MLGF-20-B | 1033.56 | Signal Light(BULB) | MLG | 66mm | AC 220V | MLGF-20(BULB Flashing AC 220V[Prism Lens])
- | MLGS-10-R | 1309.77 | Signal Light(BULB) | MLG | 66mm | AC 110V | MLGS-10(BULB Rotating + Buzzer AC 110V[Prism Lens])
- | MLGS-10-Y | 1309.77 | Signal Light(BULB) | MLG | 66mm | AC 110V | MLGS-10(BULB Rotating + Buzzer AC 110V[Prism Lens])
- | MLGS-10-G | 1309.77 | Signal Light(BULB) | MLG | 66mm | AC 110V | MLGS-10(BULB Rotating + Buzzer AC 110V[Prism Lens])
- | MLGS-10-B | 1309.77 | Signal Light(BULB) | MLG | 66mm | AC 110V | MLGS-10(BULB Rotating + Buzzer AC 110V[Prism Lens])
- | MLGS-20-R | 1309.77 | Signal Light(BULB) | MLG | 66mm | AC 220V | MLGS-20(BULB Rotating + Buzzer AC 220V[Prism Lens])
- | MLGS-20-Y | 1309.77 | Signal Light(BULB) | MLG | 66mm | AC 220V | MLGS-20(BULB Rotating + Buzzer AC 220V[Prism Lens])
- | MLGS-20-G | 1309.77 | Signal Light(BULB) | MLG | 66mm | AC 220V | MLGS-20(BULB Rotating + Buzzer AC 220V[Prism Lens])
- | MLGS-20-B | 1309.77 | Signal Light(BULB) | MLG | 66mm | AC 220V | MLGS-20(BULB Rotating + Buzzer AC 220V[Prism Lens])
- | MLP-01-R | 1621.62 | Signal Light(BULB) | MLP | 66mm | DC 12V | MLP-01(BULB Rotating DC 12V[Smooth Lens])
- | MLP-01-Y | 1621.62 | Signal Light(BULB) | MLP | 66mm | DC 12V | MLP-01(BULB Rotating DC 12V[Smooth Lens])
- | MLP-01-G | 1621.62 | Signal Light(BULB) | MLP | 66mm | DC 12V | MLP-01(BULB Rotating DC 12V[Smooth Lens])
- | MLP-01-B | 1621.62 | Signal Light(BULB) | MLP | 66mm | DC 12V | MLP-01(BULB Rotating DC 12V[Smooth Lens])
- | MLP-02-R | 1621.62 | Signal Light(BULB) | MLP | 66mm | DC 24V | MLP-02(BULB Rotating DC 24V[Smooth Lens])
- | MLP-02-Y | 1621.62 | Signal Light(BULB) | MLP | 66mm | DC 24V | MLP-02(BULB Rotating DC 24V[Smooth Lens])
- | MLP-02-G | 1621.62 | Signal Light(BULB) | MLP | 66mm | DC 24V | MLP-02(BULB Rotating DC 24V[Smooth Lens])
- | MLP-02-B | 1621.62 | Signal Light(BULB) | MLP | 66mm | DC 24V | MLP-02(BULB Rotating DC 24V[Smooth Lens])
- | MLP-10-R | 1621.62 | Signal Light(BULB) | MLP | 66mm | AC 110V | MLP-10(BULB Rotating AC 110V[Smooth Lens])
- | MLP-10-Y | 1621.62 | Signal Light(BULB) | MLP | 66mm | AC 110V | MLP-10(BULB Rotating AC 110V[Smooth Lens])
- | MLP-10-G | 1621.62 | Signal Light(BULB) | MLP | 66mm | AC 110V | MLP-10(BULB Rotating AC 110V[Smooth Lens])
- | MLP-10-B | 1621.62 | Signal Light(BULB) | MLP | 66mm | AC 110V | MLP-10(BULB Rotating AC 110V[Smooth Lens])
- | MLP-20-R | 1621.62 | Signal Light(BULB) | MLP | 66mm | AC 220V | MLP-20(BULB Rotating AC 220V[Smooth Lens])
- | MLP-20-Y | 1621.62 | Signal Light(BULB) | MLP | 66mm | AC 220V | MLP-20(BULB Rotating AC 220V[Smooth Lens])
- | MLP-20-G | 1621.62 | Signal Light(BULB) | MLP | 66mm | AC 220V | MLP-20(BULB Rotating AC 220V[Smooth Lens])
- | MLP-20-B | 1621.62 | Signal Light(BULB) | MLP | 66mm | AC 220V | MLP-20(BULB Rotating AC 220V[Smooth Lens])
- | MLPF-01-R | 1372.14 | Signal Light(BULB) | MLP | 66mm | DC 12V | MLPF-01(BULB Flashing DC 12V[Prism Lens])
- | MLPF-01-Y | 1372.14 | Signal Light(BULB) | MLP | 66mm | DC 12V | MLPF-01(BULB Flashing DC 12V[Prism Lens])
- | MLPF-01-G | 1372.14 | Signal Light(BULB) | MLP | 66mm | DC 12V | MLPF-01(BULB Flashing DC 12V[Prism Lens])
- | MLPF-01-B | 1372.14 | Signal Light(BULB) | MLP | 66mm | DC 12V | MLPF-01(BULB Flashing DC 12V[Prism Lens])
- | MLPF-02-R | 1372.14 | Signal Light(BULB) | MLP | 66mm | DC 24V | MLPF-02(BULB Flashing DC 24V[Prism Lens])
- | MLPF-02-Y | 1372.14 | Signal Light(BULB) | MLP | 66mm | DC 24V | MLPF-02(BULB Flashing DC 24V[Prism Lens])
- | MLPF-02-G | 1372.14 | Signal Light(BULB) | MLP | 66mm | DC 24V | MLPF-02(BULB Flashing DC 24V[Prism Lens])
- | MLPF-02-B | 1372.14 | Signal Light(BULB) | MLP | 66mm | DC 24V | MLPF-02(BULB Flashing DC 24V[Prism Lens])
- | MLPF-10-R | 1372.14 | Signal Light(BULB) | MLP | 66mm | AC 110V | MLPF-10(BULB Flashing AC 110V[Prism Lens])
- | MLPF-10-Y | 1372.14 | Signal Light(BULB) | MLP | 66mm | AC 110V | MLPF-10(BULB Flashing AC 110V[Prism Lens])
- | MLPF-10-G | 1372.14 | Signal Light(BULB) | MLP | 66mm | AC 110V | MLPF-10(BULB Flashing AC 110V[Prism Lens])
- | MLPF-10-B | 1372.14 | Signal Light(BULB) | MLP | 66mm | AC 110V | MLPF-10(BULB Flashing AC 110V[Prism Lens])
- | MLPF-20-R | 1372.14 | Signal Light(BULB) | MLP | 66mm | AC 220V | MLPF-20(BULB Flashing AC 220V[Prism Lens])
- | MLPF-20-Y | 1372.14 | Signal Light(BULB) | MLP | 66mm | AC 220V | MLPF-20(BULB Flashing AC 220V[Prism Lens])
- | MLPF-20-G | 1372.14 | Signal Light(BULB) | MLP | 66mm | AC 220V | MLPF-20(BULB Flashing AC 220V[Prism Lens])
- | MLPF-20-B | 1372.14 | Signal Light(BULB) | MLP | 66mm | AC 220V | MLPF-20(BULB Flashing AC 220V[Prism Lens])
- | MLPS-10-R | 1621.62 | Signal Light(BULB) | MLP | 66mm | AC 110V | MLPS-10(BULB Rotating + Buzzer AC 110V[Prism Lens])
- | MLPS-10-Y | 1621.62 | Signal Light(BULB) | MLP | 66mm | AC 110V | MLPS-10(BULB Rotating + Buzzer AC 110V[Prism Lens])
- | MLPS-10-G | 1621.62 | Signal Light(BULB) | MLP | 66mm | AC 110V | MLPS-10(BULB Rotating + Buzzer AC 110V[Prism Lens])
- | MLPS-10-B | 1621.62 | Signal Light(BULB) | MLP | 66mm | AC 110V | MLPS-10(BULB Rotating + Buzzer AC 110V[Prism Lens])
- | MLPS-20-R | 1621.62 | Signal Light(BULB) | MLP | 66mm | AC 220V | MLPS-20(BULB Rotating + Buzzer AC 220V[Prism Lens])
- | MLPS-20-Y | 1621.62 | Signal Light(BULB) | MLP | 66mm | AC 220V | MLPS-20(BULB Rotating + Buzzer AC 220V[Prism Lens])
- | MLPS-20-G | 1621.62 | Signal Light(BULB) | MLP | 66mm | AC 220V | MLPS-20(BULB Rotating + Buzzer AC 220V[Prism Lens])
- | MLPS-20-B | 1621.62 | Signal Light(BULB) | MLP | 66mm | AC 220V | MLPS-20(BULB Rotating + Buzzer AC 220V[Prism Lens])
- | ASG-01-R | 997.92 | Signal Light(BULB) | ASG | 86mm | DC 12V | ASG-01(BULB Rotating DC 12V[Smooth Lens])
- | ASG-01-Y | 997.92 | Signal Light(BULB) | ASG | 86mm | DC 12V | ASG-01(BULB Rotating DC 12V[Smooth Lens])
- | ASG-01-G | 997.92 | Signal Light(BULB) | ASG | 86mm | DC 12V | ASG-01(BULB Rotating DC 12V[Smooth Lens])
- | ASG-01-B | 997.92 | Signal Light(BULB) | ASG | 86mm | DC 12V | ASG-01(BULB Rotating DC 12V[Smooth Lens])
- | ASG-02-R | 997.92 | Signal Light(BULB) | ASG | 86mm | DC 24V | ASG-02(BULB Rotating DC 24V[Smooth Lens])
- | ASG-02-Y | 997.92 | Signal Light(BULB) | ASG | 86mm | DC 24V | ASG-02(BULB Rotating DC 24V[Smooth Lens])
- | ASG-02-G | 997.92 | Signal Light(BULB) | ASG | 86mm | DC 24V | ASG-02(BULB Rotating DC 24V[Smooth Lens])
- | ASG-02-B | 997.92 | Signal Light(BULB) | ASG | 86mm | DC 24V | ASG-02(BULB Rotating DC 24V[Smooth Lens])
- | ASG-10-R | 997.92 | Signal Light(BULB) | ASG | 86mm | AC 110V | ASG-10(BULB Rotating AC 110V[Smooth Lens])
- | ASG-10-Y | 997.92 | Signal Light(BULB) | ASG | 86mm | AC 110V | ASG-10(BULB Rotating AC 110V[Smooth Lens])
- | ASG-10-G | 997.92 | Signal Light(BULB) | ASG | 86mm | AC 110V | ASG-10(BULB Rotating AC 110V[Smooth Lens])
- | ASG-10-B | 997.92 | Signal Light(BULB) | ASG | 86mm | AC 110V | ASG-10(BULB Rotating AC 110V[Smooth Lens])
- | ASG-20-R | 997.92 | Signal Light(BULB) | ASG | 86mm | AC 220V | ASG-20(BULB Rotating AC 220V[Smooth Lens])
- | ASG-20-Y | 997.92 | Signal Light(BULB) | ASG | 86mm | AC 220V | ASG-20(BULB Rotating AC 220V[Smooth Lens])
- | ASG-20-G | 997.92 | Signal Light(BULB) | ASG | 86mm | AC 220V | ASG-20(BULB Rotating AC 220V[Smooth Lens])
- | ASG-20-B | 997.92 | Signal Light(BULB) | ASG | 86mm | AC 220V | ASG-20(BULB Rotating AC 220V[Smooth Lens])
- | ASG-FF-R | 997.92 | Signal Light(BULB) | ASG | 86mm | AC 110/220V | ASG-FF(BULB Rotating AC 110/220V[Smooth Lens])
- | ASG-FF-Y | 997.92 | Signal Light(BULB) | ASG | 86mm | AC 110/220V | ASG-FF(BULB Rotating AC 110/220V[Smooth Lens])
- | ASG-FF-G | 997.92 | Signal Light(BULB) | ASG | 86mm | AC 110/220V | ASG-FF(BULB Rotating AC 110/220V[Smooth Lens])
- | ASG-FF-B | 997.92 | Signal Light(BULB) | ASG | 86mm | AC 110/220V | ASG-FF(BULB Rotating AC 110/220V[Smooth Lens])
- | ASGF-01-R | 1087.02 | Signal Light(BULB) | ASG | 86mm | DC 12V | ASGF-01(BULB Flashing DC 12V[Prism Lens])
- | ASGF-01-Y | 1087.02 | Signal Light(BULB) | ASG | 86mm | DC 12V | ASGF-01(BULB Flashing DC 12V[Prism Lens])
- | ASGF-01-G | 1087.02 | Signal Light(BULB) | ASG | 86mm | DC 12V | ASGF-01(BULB Flashing DC 12V[Prism Lens])
- | ASGF-01-B | 1087.02 | Signal Light(BULB) | ASG | 86mm | DC 12V | ASGF-01(BULB Flashing DC 12V[Prism Lens])
- | ASGF-02-R | 1087.02 | Signal Light(BULB) | ASG | 86mm | DC 24V | ASGF-02(BULB Flashing DC 24V[Prism Lens])
- | ASGF-02-Y | 1087.02 | Signal Light(BULB) | ASG | 86mm | DC 24V | ASGF-02(BULB Flashing DC 24V[Prism Lens])
- | ASGF-02-G | 1087.02 | Signal Light(BULB) | ASG | 86mm | DC 24V | ASGF-02(BULB Flashing DC 24V[Prism Lens])
- | ASGF-02-B | 1087.02 | Signal Light(BULB) | ASG | 86mm | DC 24V | ASGF-02(BULB Flashing DC 24V[Prism Lens])
- | ASGF-10-R | 1087.02 | Signal Light(BULB) | ASG | 86mm | AC 110V | ASGF-10(BULB Flashing AC 110V[Prism Lens])
- | ASGF-10-Y | 1087.02 | Signal Light(BULB) | ASG | 86mm | AC 110V | ASGF-10(BULB Flashing AC 110V[Prism Lens])
- | ASGF-10-G | 1087.02 | Signal Light(BULB) | ASG | 86mm | AC 110V | ASGF-10(BULB Flashing AC 110V[Prism Lens])
- | ASGF-10-B | 1087.02 | Signal Light(BULB) | ASG | 86mm | AC 110V | ASGF-10(BULB Flashing AC 110V[Prism Lens])
- | ASGF-20-R | 1087.02 | Signal Light(BULB) | ASG | 86mm | AC 220V | ASGF-20(BULB Flashing AC 220V[Prism Lens])
- | ASGF-20-Y | 1087.02 | Signal Light(BULB) | ASG | 86mm | AC 220V | ASGF-20(BULB Flashing AC 220V[Prism Lens])
- | ASGF-20-G | 1087.02 | Signal Light(BULB) | ASG | 86mm | AC 220V | ASGF-20(BULB Flashing AC 220V[Prism Lens])
- | ASGF-20-B | 1087.02 | Signal Light(BULB) | ASG | 86mm | AC 220V | ASGF-20(BULB Flashing AC 220V[Prism Lens])
- | ASGB-01-R | 1496.88 | Signal Light(BULB) | ASG | 86mm | DC 12V | ASGB-01(BULB Rotating + Buzzer DC 12V[Smooth Lens])
- | ASGB-01-Y | 1496.88 | Signal Light(BULB) | ASG | 86mm | DC 12V | ASGB-01(BULB Rotating + Buzzer DC 12V[Smooth Lens])
- | ASGB-01-G | 1496.88 | Signal Light(BULB) | ASG | 86mm | DC 12V | ASGB-01(BULB Rotating + Buzzer DC 12V[Smooth Lens])
- | ASGB-01-B | 1496.88 | Signal Light(BULB) | ASG | 86mm | DC 12V | ASGB-01(BULB Rotating + Buzzer DC 12V[Smooth Lens])
- | ASGB-02-R | 1496.88 | Signal Light(BULB) | ASG | 86mm | DC 24V | ASGB-02(BULB Rotating + Buzzer DC 24V[Smooth Lens])
- | ASGB-02-Y | 1496.88 | Signal Light(BULB) | ASG | 86mm | DC 24V | ASGB-02(BULB Rotating + Buzzer DC 24V[Smooth Lens])
- | ASGB-02-G | 1496.88 | Signal Light(BULB) | ASG | 86mm | DC 24V | ASGB-02(BULB Rotating + Buzzer DC 24V[Smooth Lens])
- | ASGB-02-B | 1496.88 | Signal Light(BULB) | ASG | 86mm | DC 24V | ASGB-02(BULB Rotating + Buzzer DC 24V[Smooth Lens])
- | ASGB-10-R | 1496.88 | Signal Light(BULB) | ASG | 86mm | AC 110V | ASGB-10(BULB Rotating + Buzzer AC 110V[Smooth Lens])
- | ASGB-10-Y | 1496.88 | Signal Light(BULB) | ASG | 86mm | AC 110V | ASGB-10(BULB Rotating + Buzzer AC 110V[Smooth Lens])
- | ASGB-10-G | 1496.88 | Signal Light(BULB) | ASG | 86mm | AC 110V | ASGB-10(BULB Rotating + Buzzer AC 110V[Smooth Lens])
- | ASGB-10-B | 1496.88 | Signal Light(BULB) | ASG | 86mm | AC 110V | ASGB-10(BULB Rotating + Buzzer AC 110V[Smooth Lens])
- | ASGB-20-R | 1496.88 | Signal Light(BULB) | ASG | 86mm | AC 220V | ASGB-20(BULB Rotating + Buzzer AC 220V[Smooth Lens])
- | ASGB-20-Y | 1496.88 | Signal Light(BULB) | ASG | 86mm | AC 220V | ASGB-20(BULB Rotating + Buzzer AC 220V[Smooth Lens])
- | ASGB-20-G | 1496.88 | Signal Light(BULB) | ASG | 86mm | AC 220V | ASGB-20(BULB Rotating + Buzzer AC 220V[Smooth Lens])
- | ASGB-20-B | 1496.88 | Signal Light(BULB) | ASG | 86mm | AC 220V | ASGB-20(BULB Rotating + Buzzer AC 220V[Smooth Lens])
- | ASGB-FF-R | 1496.88 | Signal Light(BULB) | ASG | 86mm | AC 110/220V | ASGB-FF(BULB Rotating + Buzzer AC 110/220V[Smooth Lens])
- | ASGB-FF-Y | 1496.88 | Signal Light(BULB) | ASG | 86mm | AC 110/220V | ASGB-FF(BULB Rotating + Buzzer AC 110/220V[Smooth Lens])
- | ASGB-FF-G | 1496.88 | Signal Light(BULB) | ASG | 86mm | AC 110/220V | ASGB-FF(BULB Rotating + Buzzer AC 110/220V[Smooth Lens])
- | ASGB-FF-B | 1496.88 | Signal Light(BULB) | ASG | 86mm | AC 110/220V | ASGB-FF(BULB Rotating + Buzzer AC 110/220V[Smooth Lens])
- | APG-01-R | 997.92 | Signal Light(BULB) | APG | 86mm | DC 12V | APG-01(BULB Rotating DC 12V[Smooth Lens])
- | APG-01-Y | 997.92 | Signal Light(BULB) | APG | 86mm | DC 12V | APG-01(BULB Rotating DC 12V[Smooth Lens])
- | APG-01-G | 997.92 | Signal Light(BULB) | APG | 86mm | DC 12V | APG-01(BULB Rotating DC 12V[Smooth Lens])
- | APG-01-B | 997.92 | Signal Light(BULB) | APG | 86mm | DC 12V | APG-01(BULB Rotating DC 12V[Smooth Lens])
- | APG-02-R | 997.92 | Signal Light(BULB) | APG | 86mm | DC 24V | APG-02(BULB Rotating DC 24V[Smooth Lens])
- | APG-02-Y | 997.92 | Signal Light(BULB) | APG | 86mm | DC 24V | APG-02(BULB Rotating DC 24V[Smooth Lens])
- | APG-02-G | 997.92 | Signal Light(BULB) | APG | 86mm | DC 24V | APG-02(BULB Rotating DC 24V[Smooth Lens])
- | APG-02-B | 997.92 | Signal Light(BULB) | APG | 86mm | DC 24V | APG-02(BULB Rotating DC 24V[Smooth Lens])
- | APG-10-R | 997.92 | Signal Light(BULB) | APG | 86mm | AC 110V | APG-10(BULB Rotating AC 110V[Smooth Lens])
- | APG-10-Y | 997.92 | Signal Light(BULB) | APG | 86mm | AC 110V | APG-10(BULB Rotating AC 110V[Smooth Lens])
- | APG-10-G | 997.92 | Signal Light(BULB) | APG | 86mm | AC 110V | APG-10(BULB Rotating AC 110V[Smooth Lens])
- | APG-10-B | 997.92 | Signal Light(BULB) | APG | 86mm | AC 110V | APG-10(BULB Rotating AC 110V[Smooth Lens])
- | APG-20-R | 997.92 | Signal Light(BULB) | APG | 86mm | AC 220V | APG-20(BULB Rotating AC 220V[Smooth Lens])
- | APG-20-Y | 997.92 | Signal Light(BULB) | APG | 86mm | AC 220V | APG-20(BULB Rotating AC 220V[Smooth Lens])
- | APG-20-G | 997.92 | Signal Light(BULB) | APG | 86mm | AC 220V | APG-20(BULB Rotating AC 220V[Smooth Lens])
- | APG-20-B | 997.92 | Signal Light(BULB) | APG | 86mm | AC 220V | APG-20(BULB Rotating AC 220V[Smooth Lens])
- | APG-FF-R | 997.92 | Signal Light(BULB) | APG | 86mm | AC 110/220V | APG-FF(BULB Rotating AC 110/220V[Smooth Lens])
- | APG-FF-Y | 997.92 | Signal Light(BULB) | APG | 86mm | AC 110/220V | APG-FF(BULB Rotating AC 110/220V[Smooth Lens])
- | APG-FF-G | 997.92 | Signal Light(BULB) | APG | 86mm | AC 110/220V | APG-FF(BULB Rotating AC 110/220V[Smooth Lens])
- | APG-FF-B | 997.92 | Signal Light(BULB) | APG | 86mm | AC 110/220V | APG-FF(BULB Rotating AC 110/220V[Smooth Lens])
- | APGF-01-R | 1087.02 | Signal Light(BULB) | APG | 86mm | DC12V | APGF-01(BULB Flashing DC 12V[Prism Lens])
- | APGF-01-Y | 1087.02 | Signal Light(BULB) | APG | 86mm | DC12V | APGF-01(BULB Flashing DC 12V[Prism Lens])
- | APGF-01-G | 1087.02 | Signal Light(BULB) | APG | 86mm | DC12V | APGF-01(BULB Flashing DC 12V[Prism Lens])
- | APGF-01-B | 1087.02 | Signal Light(BULB) | APG | 86mm | DC12V | APGF-01(BULB Flashing DC 12V[Prism Lens])
- | APGF-02-R | 1087.02 | Signal Light(BULB) | APG | 86mm | DC24V | APGF-02(BULB Flashing DC 24V[Prism Lens])
- | APGF-02-Y | 1087.02 | Signal Light(BULB) | APG | 86mm | DC24V | APGF-02(BULB Flashing DC 24V[Prism Lens])
- | APGF-02-G | 1087.02 | Signal Light(BULB) | APG | 86mm | DC24V | APGF-02(BULB Flashing DC 24V[Prism Lens])
- | APGF-02-B | 1087.02 | Signal Light(BULB) | APG | 86mm | DC24V | APGF-02(BULB Flashing DC 24V[Prism Lens])
- | APGF-10-R | 1087.02 | Signal Light(BULB) | APG | 86mm | AC110V | APGF-10(BULB Flashing AC 110V[Prism Lens])
- | APGF-10-Y | 1087.02 | Signal Light(BULB) | APG | 86mm | AC110V | APGF-10(BULB Flashing AC 110V[Prism Lens])
- | APGF-10-G | 1087.02 | Signal Light(BULB) | APG | 86mm | AC110V | APGF-10(BULB Flashing AC 110V[Prism Lens])
- | APGF-10-B | 1087.02 | Signal Light(BULB) | APG | 86mm | AC110V | APGF-10(BULB Flashing AC 110V[Prism Lens])
- | APGF-20-R | 1087.02 | Signal Light(BULB) | APG | 86mm | AC220V | APGF-20(BULB Flashing AC 220V[Prism Lens])
- | APGF-20-Y | 1087.02 | Signal Light(BULB) | APG | 86mm | AC220V | APGF-20(BULB Flashing AC 220V[Prism Lens])
- | APGF-20-G | 1087.02 | Signal Light(BULB) | APG | 86mm | AC220V | APGF-20(BULB Flashing AC 220V[Prism Lens])
- | APGF-20-B | 1087.02 | Signal Light(BULB) | APG | 86mm | AC220V | APGF-20(BULB Flashing AC 220V[Prism Lens])
- | APGB-01-R | 1496.88 | Signal Light(BULB) | APG | 86mm | DC 12V | APGB-01(BULB Rotating + Buzzer DC 12V[Smooth Lens])
- | APGB-01-Y | 1496.88 | Signal Light(BULB) | APG | 86mm | DC 12V | APGB-01(BULB Rotating + Buzzer DC 12V[Smooth Lens])
- | APGB-01-G | 1496.88 | Signal Light(BULB) | APG | 86mm | DC 12V | APGB-01(BULB Rotating + Buzzer DC 12V[Smooth Lens])
- | APGB-01-B | 1496.88 | Signal Light(BULB) | APG | 86mm | DC 12V | APGB-01(BULB Rotating + Buzzer DC 12V[Smooth Lens])
- | APGB-02-R | 1496.88 | Signal Light(BULB) | APG | 86mm | DC 24V | APGB-02(BULB Rotating + Buzzer DC 24V[Smooth Lens])
- | APGB-02-Y | 1496.88 | Signal Light(BULB) | APG | 86mm | DC 24V | APGB-02(BULB Rotating + Buzzer DC 24V[Smooth Lens])
- | APGB-02-G | 1496.88 | Signal Light(BULB) | APG | 86mm | DC 24V | APGB-02(BULB Rotating + Buzzer DC 24V[Smooth Lens])
- | APGB-02-B | 1496.88 | Signal Light(BULB) | APG | 86mm | DC 24V | APGB-02(BULB Rotating + Buzzer DC 24V[Smooth Lens])
- | APGB-10-R | 1496.88 | Signal Light(BULB) | APG | 86mm | AC110V | APGB-10(BULB Rotating + Buzzer AC 110V[Smooth Lens])
- | APGB-10-Y | 1496.88 | Signal Light(BULB) | APG | 86mm | AC110V | APGB-10(BULB Rotating + Buzzer AC 110V[Smooth Lens])
- | APGB-10-G | 1496.88 | Signal Light(BULB) | APG | 86mm | AC110V | APGB-10(BULB Rotating + Buzzer AC 110V[Smooth Lens])
- | APGB-10-B | 1496.88 | Signal Light(BULB) | APG | 86mm | AC110V | APGB-10(BULB Rotating + Buzzer AC 110V[Smooth Lens])
- | APGB-20-R | 1496.88 | Signal Light(BULB) | APG | 86mm | AC220V | APGB-20(BULB Rotating + Buzzer AC 220V[Smooth Lens])
- | APGB-20-Y | 1496.88 | Signal Light(BULB) | APG | 86mm | AC220V | APGB-20(BULB Rotating + Buzzer AC 220V[Smooth Lens])
- | APGB-20-G | 1496.88 | Signal Light(BULB) | APG | 86mm | AC220V | APGB-20(BULB Rotating + Buzzer AC 220V[Smooth Lens])
- | APGB-20-B | 1496.88 | Signal Light(BULB) | APG | 86mm | AC220V | APGB-20(BULB Rotating + Buzzer AC 220V[Smooth Lens])
- | APGB-FF-R | 1496.88 | Signal Light(BULB) | APG | 86mm | AC110/220V | APGB-FF(BULB Rotating + Buzzer AC 110/220V[Smooth Lens])
- | APGB-FF-Y | 1496.88 | Signal Light(BULB) | APG | 86mm | AC110/220V | APGB-FF(BULB Rotating + Buzzer AC 110/220V[Smooth Lens])
- | APGB-FF-G | 1496.88 | Signal Light(BULB) | APG | 86mm | AC110/220V | APGB-FF(BULB Rotating + Buzzer AC 110/220V[Smooth Lens])
- | APGB-FF-B | 1496.88 | Signal Light(BULB) | APG | 86mm | AC110/220V | APGB-FF(BULB Rotating + Buzzer AC 110/220V[Smooth Lens])
- | AVG-01-R | 1470.15 | Signal Light(BULB) | AVG | 135mm | DC 12V | AVG-01(BULB Rotating DC 12V)
- | AVG-01-Y | 1470.15 | Signal Light(BULB) | AVG | 135mm | DC 12V | AVG-01(BULB Rotating DC 12V)
- | AVG-01-G | 1470.15 | Signal Light(BULB) | AVG | 135mm | DC 12V | AVG-01(BULB Rotating DC 12V)
- | AVG-01-B | 1470.15 | Signal Light(BULB) | AVG | 135mm | DC 12V | AVG-01(BULB Rotating DC 12V)
- | AVG-02-R | 1470.15 | Signal Light(BULB) | AVG | 135mm | DC 24V | AVG-02(BULB Rotating DC 24V)
- | AVG-02-Y | 1470.15 | Signal Light(BULB) | AVG | 135mm | DC 24V | AVG-02(BULB Rotating DC 24V)
- | AVG-02-G | 1470.15 | Signal Light(BULB) | AVG | 135mm | DC 24V | AVG-02(BULB Rotating DC 24V)
- | AVG-02-B | 1470.15 | Signal Light(BULB) | AVG | 135mm | DC 24V | AVG-02(BULB Rotating DC 24V)
- | AVG-10-R | 1470.15 | Signal Light(BULB) | AVG | 135mm | AC 110V | AVG-10(BULB Rotating AC 110V)
- | AVG-10-Y | 1470.15 | Signal Light(BULB) | AVG | 135mm | AC 110V | AVG-10(BULB Rotating AC 110V)
- | AVG-10-G | 1470.15 | Signal Light(BULB) | AVG | 135mm | AC 110V | AVG-10(BULB Rotating AC 110V)
- | AVG-10-B | 1470.15 | Signal Light(BULB) | AVG | 135mm | AC 110V | AVG-10(BULB Rotating AC 110V)
- | AVG-20-R | 1470.15 | Signal Light(BULB) | AVG | 135mm | AC 220V | AVG-20(BULB Rotating AC 220V)
- | AVG-20-Y | 1470.15 | Signal Light(BULB) | AVG | 135mm | AC 220V | AVG-20(BULB Rotating AC 220V)
- | AVG-20-G | 1470.15 | Signal Light(BULB) | AVG | 135mm | AC 220V | AVG-20(BULB Rotating AC 220V)
- | AVG-20-B | 1470.15 | Signal Light(BULB) | AVG | 135mm | AC 220V | AVG-20(BULB Rotating AC 220V)
- | AVGB-01-R | 1844.37 | Signal Light(BULB) | AVG | 135mm | DC 12V | AVGB-01(BULB Rotating + Buzzer DC 12V)
- | AVGB-01-Y | 1844.37 | Signal Light(BULB) | AVG | 135mm | DC 12V | AVGB-01(BULB Rotating + Buzzer DC 12V)
- | AVGB-01-G | 1844.37 | Signal Light(BULB) | AVG | 135mm | DC 12V | AVGB-01(BULB Rotating + Buzzer DC 12V)
- | AVGB-01-B | 1844.37 | Signal Light(BULB) | AVG | 135mm | DC 12V | AVGB-01(BULB Rotating + Buzzer DC 12V)
- | AVGB-02-R | 1844.37 | Signal Light(BULB) | AVG | 135mm | DC 24V | AVGB-02(BULB Rotating + Buzzer DC 24V)
- | AVGB-02-Y | 1844.37 | Signal Light(BULB) | AVG | 135mm | DC 24V | AVGB-02(BULB Rotating + Buzzer DC 24V)
- | AVGB-02-G | 1844.37 | Signal Light(BULB) | AVG | 135mm | DC 24V | AVGB-02(BULB Rotating + Buzzer DC 24V)
- | AVGB-02-B | 1844.37 | Signal Light(BULB) | AVG | 135mm | DC 24V | AVGB-02(BULB Rotating + Buzzer DC 24V)
- | AVGB-10-R | 1844.37 | Signal Light(BULB) | AVG | 135mm | AC 110V | AVGB-10(BULB Rotating + Buzzer AC 110V)
- | AVGB-10-Y | 1844.37 | Signal Light(BULB) | AVG | 135mm | AC 110V | AVGB-10(BULB Rotating + Buzzer AC 110V)
- | AVGB-10-G | 1844.37 | Signal Light(BULB) | AVG | 135mm | AC 110V | AVGB-10(BULB Rotating + Buzzer AC 110V)
- | AVGB-10-B | 1844.37 | Signal Light(BULB) | AVG | 135mm | AC 110V | AVGB-10(BULB Rotating + Buzzer AC 110V)
- | AVGB-20-R | 1844.37 | Signal Light(BULB) | AVG | 135mm | AC 220V | AVGB-20(BULB Rotating + Buzzer AC 220V)
- | AVGB-20-Y | 1844.37 | Signal Light(BULB) | AVG | 135mm | AC 220V | AVGB-20(BULB Rotating + Buzzer AC 220V)
- | AVGB-20-G | 1844.37 | Signal Light(BULB) | AVG | 135mm | AC 220V | AVGB-20(BULB Rotating + Buzzer AC 220V)
- | AVGB-20-B | 1844.37 | Signal Light(BULB) | AVG | 135mm | AC 220V | AVGB-20(BULB Rotating + Buzzer AC 220V)
- | MT5С-5ALGB-RYGBC | 2530.44
- | MT5C-3CLPB-RYG | 2207.007
- | MT5C-3ALG-RYG | 1618.99
- | ML8S-100-R | 4169.88 |  |  |  | 12-24VAC/DC | Tower Light, 85mm, LED, 1 stack Steady, 500mm Lead wire, 12/24V AC/DC, R
- | ML8S-200-RG | 4998.51 |  |  |  | 12-24VAC/DC | Tower Light, 85mm, LED, 2stack Steady, 500mm Lead wire, 12/24V AC/DC, R/G
- | ML8S-300-RYG | 5836.05 |  |  |  | 12-24VAC/DC | Tower Light, 85mm, LED, 3 stack Steady, 500mm Lead wire, 12/24V AC/DC, R/Y/G
- | ML8S-400-RYGB | 6566.67 |  |  |  | 12-24VAC/DC | Tower Light, 85mm, LED, 4 stack Steady, 500mm Lead wire, 12/24V AC/DC, R/Y/G/B
- | ML8S-500-RYGBC | 7457.67 |  |  |  | 12-24VAC/DC | Tower Light, 85mm, LED, 5 stack Steady, 500mm Lead wire, 12/24V AC/DC, R/Y/G/B/C
- | ML8S-F100-R | 4401.54 |  |  |  | 12-24VAC/DC | Tower Light, 85mm, LED, 1 stack Steady/Flash, 500mm Lead wire, 12/24V AC/DC, R
- | ML8S-F200-RG | 5221.26 |  |  |  | 12-24VAC/DC | Tower Light, 85mm, LED, 2stack Steady/Flash, 500mm Lead wire, 12/24V AC/DC, R/G
- | ML8S-F300-RYG | 6067.71 |  |  |  | 12-24VAC/DC | Tower Light, 85mm, LED, 3 stack Steady/Flash, 500mm Lead wire, 12/24V AC/DC, R/Y/G
- | ML8S-F400-RYGB | 6789.42 |  |  |  | 12-24VAC/DC | Tower Light, 85mm, LED, 4 stack Steady/Flash, 500mm Lead wire, 12/24V AC/DC, R/Y/G/B
- | ML8S-F500-RYGBC | 7698.24 |  |  |  | 12-24VAC/DC | Tower Light, 85mm, LED, 5 stack Steady/Flash, 500mm Lead wire, 12/24V AC/DC, R/Y/G/B/C
- | ML8S-B100-R | 5203.44 |  |  |  | 12-24VAC/DC | Tower Light, 85mm, LED, 1 stack Steady/Flash, 500mm Lead wire, 12/24V AC/DC,Buzzer R
- | ML8S-B200-RG | 6040.98 |  |  |  | 12-24VAC/DC | Tower Light, 85mm, LED, 2stack Steady/Flash, 500mm Lead wire, 12/24V AC/DC,Buzzer R/G
- | ML8S-B300-RYG | 6878.52 |  |  |  | 12-24VAC/DC | Tower Light, 85mm, LED, 3 stack Steady/Flash, 500mm Lead wire, 12/24V AC/DC,Buzzer R/Y/G
- | ML8S-B400-RYGB | 7609.14 |  |  |  | 12-24VAC/DC | Tower Light, 85mm, LED, 4 stack Steady/Flash, 500mm Lead wire, 12/24V AC/DC,Buzzer R/Y/G/B
- | ML8S-B500-RYGBC | 8509.05 |  |  |  | 12-24VAC/DC | Tower Light, 85mm, LED, 5 stack Steady/Flash, 500mm Lead wire, 12/24V AC/DC,BuzzerR/Y/G/B/C
- | ML8S-1FF-R | 5221.26 |  |  |  | 90-240VAC | Tower Light, 85mm, LED, 1 stack Steady, 500mm Lead wire, 90/240VAC, R
- | ML8S-2FF-RG | 6058.8 |  |  |  | 90-240VAC | Tower Light, 85mm, LED, 2stack Steady, 500mm Lead wire, 90/240VAC, R/G
- | ML8S-3FF-RYG | 6896.34 |  |  |  | 90-240VAC | Tower Light, 85mm, LED, 3 stack Steady, 500mm Lead wire, 90/240VAC, R/Y/G
- | ML8S-4FF-RYGB | 7635.87 |  |  |  | 90-240VAC | Tower Light, 85mm, LED, 4 stack Steady, 500mm Lead wire, 90/240VAC, R/Y/G/B
- | ML8S-5FF-RYGBC | 8526.87 |  |  |  | 90-240VAC | Tower Light, 85mm, LED, 5 stack Steady, 500mm Lead wire, 90/240VAC, R/Y/G/B/C
- | ML8S-F1FF-R | 5461.83 |  |  |  | 90-240VAC | Tower Light, 85mm, LED, 1 stack Steady/Flash, 500mm Lead wire, 90/240VAC, R
- | ML8S-F2FF-RG | 6290.46 |  |  |  | 90-240VAC | Tower Light, 85mm, LED, 2stack Steady/Flash, 500mm Lead wire, 90/240VAC, R/G
- | ML8S-F3FF-RYG | 7136.91 |  |  |  | 90-240VAC | Tower Light, 85mm, LED, 3 stack Steady/Flash, 500mm Lead wire, 90/240VAC, R/Y/G
- | ML8S-F4FF-RYGB | 7858.62 |  |  |  | 90-240VAC | Tower Light, 85mm, LED, 4 stack Steady/Flash, 500mm Lead wire, 90/240VAC, R/Y/G/B
- | ML8S-F5FF-RYGBC | 8749.62 |  |  |  | 90-240VAC | Tower Light, 85mm, LED, 5 stack Steady/Flash, 500mm Lead wire, 90/240VAC, R/Y/G/B/C
- | ML8S-B1FF-R | 6272.64 |  |  |  | 90-240VAC | Tower Light, 85mm, LED, 1 stack Steady/Flash, 500mm Lead wire, 90/240VAC,Buzzer R
- | ML8S-B2FF-RG | 7110.18 |  |  |  | 90-240VAC | Tower Light, 85mm, LED, 2stack Steady/Flash, 500mm Lead wire, 90/240VAC,Buzzer R/G
- | ML8S-B3FF-RYG | 7938.81 |  |  |  | 90-240VAC | Tower Light, 85mm, LED, 3 stack Steady/Flash, 500mm Lead wire, 90/240VAC,Buzzer R/Y/G
- | ML8S-B4FF-RYGB | 8678.34 |  |  |  | 90-240VAC | Tower Light, 85mm, LED, 4 stack Steady/Flash, 500mm Lead wire, 90/240VAC,Buzzer R/Y/G/B
- | ML8S-B5FF-RYGBC | 9569.34 |  |  |  | 90-240VAC | Tower Light, 85mm, LED, 5 stack Steady/Flash, 500mm Lead wire, 90/240VAC,BuzzerR/Y/G/B/C
- | ML8M-100-R | 4499.55 |  |  |  | 12-24VAC/DC | Tower Light, 85mm, LED, 1 stack Steady, 500mm Lead wire, 12/24V AC/DC, R
- | ML8M-200-RG | 5346 |  |  |  | 12-24VAC/DC | Tower Light, 85mm, LED, 2stack Steady, 500mm Lead wire, 12/24V AC/DC, R/G
- | ML8M-300-RYG | 6174.63 |  |  |  | 12-24VAC/DC | Tower Light, 85mm, LED, 3 stack Steady, 500mm Lead wire, 12/24V AC/DC, R/Y/G
- | ML8M-400-RYGB | 6914.16 |  |  |  | 12-24VAC/DC | Tower Light, 85mm, LED, 4 stack Steady, 500mm Lead wire, 12/24V AC/DC, R/Y/G/B
- | ML8M-500-RYGBC | 7796.25 |  |  |  | 12-24VAC/DC | Tower Light, 85mm, LED, 5 stack Steady, 500mm Lead wire, 12/24V AC/DC, R/Y/G/B/C
- | ML8M-F100-R | 4731.21 |  |  |  | 12-24VAC/DC | Tower Light, 85mm, LED, 1 stack Steady/Flash, 500mm Lead wire, 12/24V AC/DC, R
- | ML8M-F200-RG | 5568.75 |  |  |  | 12-24VAC/DC | Tower Light, 85mm, LED, 2stack Steady/Flash, 500mm Lead wire, 12/24V AC/DC, R/G
- | ML8M-F300-RYG | 6397.38 |  |  |  | 12-24VAC/DC | Tower Light, 85mm, LED, 3 stack Steady/Flash, 500mm Lead wire, 12/24V AC/DC, R/Y/G
- | ML8M-F400-RYGB | 7136.91 |  |  |  | 12-24VAC/DC | Tower Light, 85mm, LED, 4 stack Steady/Flash, 500mm Lead wire, 12/24V AC/DC, R/Y/G/B
- | ML8M-F500-RYGBC | 8027.91 |  |  |  | 12-24VAC/DC | Tower Light, 85mm, LED, 5 stack Steady/Flash, 500mm Lead wire, 12/24V AC/DC, R/Y/G/B/C
- | ML8M-B100-R | 5550.93 |  |  |  | 12-24VAC/DC | Tower Light, 85mm, LED, 1 stack Steady/Flash, 500mm Lead wire, 12/24V AC/DC,Buzzer R
- | ML8M-B200-RG | 6370.65 |  |  |  | 12-24VAC/DC | Tower Light, 85mm, LED, 2stack Steady/Flash, 500mm Lead wire, 12/24V AC/DC,Buzzer R/G
- | ML8M-B300-RYG | 7217.1 |  |  |  | 12-24VAC/DC | Tower Light, 85mm, LED, 3 stack Steady/Flash, 500mm Lead wire, 12/24V AC/DC,Buzzer R/Y/G
- | ML8M-B400-RYGB | 7938.81 |  |  |  | 12-24VAC/DC | Tower Light, 85mm, LED, 4 stack Steady/Flash, 500mm Lead wire, 12/24V AC/DC,Buzzer R/Y/G/B
- | ML8M-B500-RYGBC | 8838.72 |  |  |  | 12-24VAC/DC | Tower Light, 85mm, LED, 5 stack Steady/Flash, 500mm Lead wire, 12/24V AC/DC,BuzzerR/Y/G/B/C
- | ML8M-1FF-R | 5568.75 |  |  |  | 90-240VAC | Tower Light, 85mm, LED, 1 stack Steady, 500mm Lead wire, 90/240VAC, R
- | ML8M-2FF-RG | 6397.38 |  |  |  | 90-240VAC | Tower Light, 85mm, LED, 2stack Steady, 500mm Lead wire, 90/240VAC, R/G
- | ML8M-3FF-RYG | 7234.92 |  |  |  | 90-240VAC | Tower Light, 85mm, LED, 3 stack Steady, 500mm Lead wire, 90/240VAC, R/Y/G
- | ML8M-4FF-RYGB | 7965.54 |  |  |  | 90-240VAC | Tower Light, 85mm, LED, 4 stack Steady, 500mm Lead wire, 90/240VAC, R/Y/G/B
- | ML8M-5FF-RYGBC | 8856.54 |  |  |  | 90-240VAC | Tower Light, 85mm, LED, 5 stack Steady, 500mm Lead wire, 90/240VAC, R/Y/G/B/C
- | ML8M-F1FF-R | 5791.5 |  |  |  | 90-240VAC | Tower Light, 85mm, LED, 1 stack Steady/Flash, 500mm Lead wire, 90/240VAC, R
- | ML8M-F2FF-RG | 6629.04 |  |  |  | 90-240VAC | Tower Light, 85mm, LED, 2stack Steady/Flash, 500mm Lead wire, 90/240VAC, R/G
- | ML8M-F3FF-RYG | 7466.58 |  |  |  | 90-240VAC | Tower Light, 85mm, LED, 3 stack Steady/Flash, 500mm Lead wire, 90/240VAC, R/Y/G
- | ML8M-F4FF-RYGB | 8197.2 |  |  |  | 90-240VAC | Tower Light, 85mm, LED, 4 stack Steady/Flash, 500mm Lead wire, 90/240VAC, R/Y/G/B
- | ML8M-F5FF-RYGBC | 9097.11 |  |  |  | 90-240VAC | Tower Light, 85mm, LED, 5 stack Steady/Flash, 500mm Lead wire, 90/240VAC, R/Y/G/B/C
- | ML8M-B1FF-R | 6602.31 |  |  |  | 90-240VAC | Tower Light, 85mm, LED, 1 stack Steady/Flash, 500mm Lead wire, 90/240VAC,Buzzer R
- | ML8M-B2FF-RG | 7439.85 |  |  |  | 90-240VAC | Tower Light, 85mm, LED, 2stack Steady/Flash, 500mm Lead wire, 90/240VAC,Buzzer R/G
- | ML8M-B3FF-RYG | 8286.3 |  |  |  | 90-240VAC | Tower Light, 85mm, LED, 3 stack Steady/Flash, 500mm Lead wire, 90/240VAC,Buzzer R/Y/G
- | ML8M-B4FF-RYGB | 9008.01 |  |  |  | 90-240VAC | Tower Light, 85mm, LED, 4 stack Steady/Flash, 500mm Lead wire, 90/240VAC,Buzzer R/Y/G/B
- | ML8M-B5FF-RYGBC | 9899.01 |  |  |  | 90-240VAC | Tower Light, 85mm, LED, 5 stack Steady/Flash, 500mm Lead wire, 90/240VAC,BuzzerR/Y/G/B/C
- | ML8L-100-R | 4668.84 |  |  |  | 12-24VAC/DC | Tower Light, 85mm, LED, 1 stack Steady, 500mm Lead wire, 12/24V AC/DC, R
- | ML8L-200-RG | 5497.47 |  |  |  | 12-24VAC/DC | Tower Light, 85mm, LED, 2stack Steady, 500mm Lead wire, 12/24V AC/DC, R/G
- | ML8L-300-RYG | 6343.92 |  |  |  | 12-24VAC/DC | Tower Light, 85mm, LED, 3 stack Steady, 500mm Lead wire, 12/24V AC/DC, R/Y/G
- | ML8L-400-RYGB | 7831.89 |  |  |  | 12-24VAC/DC | Tower Light, 85mm, LED, 4 stack Steady, 500mm Lead wire, 12/24V AC/DC, R/Y/G/B
- | ML8L-500-RYGBC | 8838.72 |  |  |  | 12-24VAC/DC | Tower Light, 85mm, LED, 5 stack Steady, 500mm Lead wire, 12/24V AC/DC, R/Y/G/B/C
- | ML8L-F100-R | 4891.59 |  |  |  | 12-24VAC/DC | Tower Light, 85mm, LED, 1 stack Steady/Flash, 500mm Lead wire, 12/24V AC/DC, R
- | ML8L-F200-RG | 5738.04 |  |  |  | 12-24VAC/DC | Tower Light, 85mm, LED, 2stack Steady/Flash, 500mm Lead wire, 12/24V AC/DC, R/G
- | ML8L-F300-RYG | 6566.67 |  |  |  | 12-24VAC/DC | Tower Light, 85mm, LED, 3 stack Steady/Flash, 500mm Lead wire, 12/24V AC/DC, R/Y/G
- | ML8L-F400-RYGB | 8063.55 |  |  |  | 12-24VAC/DC | Tower Light, 85mm, LED, 4 stack Steady/Flash, 500mm Lead wire, 12/24V AC/DC, R/Y/G/B
- | ML8L-F500-RYGBC | 9070.38 |  |  |  | 12-24VAC/DC | Tower Light, 85mm, LED, 5 stack Steady/Flash, 500mm Lead wire, 12/24V AC/DC, R/Y/G/B/C
- | ML8L-B100-R | 5702.4 |  |  |  | 12-24VAC/DC | Tower Light, 85mm, LED, 1 stack Steady/Flash, 500mm Lead wire, 12/24V AC/DC,Buzzer R
- | ML8L-B200-RG | 6548.85 |  |  |  | 12-24VAC/DC | Tower Light, 85mm, LED, 2stack Steady/Flash, 500mm Lead wire, 12/24V AC/DC,Buzzer R/G
- | ML8L-B300-RYG | 7368.57 |  |  |  | 12-24VAC/DC | Tower Light, 85mm, LED, 3 stack Steady/Flash, 500mm Lead wire, 12/24V AC/DC,Buzzer R/Y/G
- | ML8L-B400-RYGB | 8883.27 |  |  |  | 12-24VAC/DC | Tower Light, 85mm, LED, 4 stack Steady/Flash, 500mm Lead wire, 12/24V AC/DC,Buzzer R/Y/G/B
- | ML8L-B500-RYGBC | 9881.19 |  |  |  | 12-24VAC/DC | Tower Light, 85mm, LED, 5 stack Steady/Flash, 500mm Lead wire, 12/24V AC/DC,BuzzerR/Y/G/B/C
- | ML8L-1FF-R | 5720.22 |  |  |  | 90-240VAC | Tower Light, 85mm, LED, 1 stack Steady, 500mm Lead wire, 90/240VAC, R
- | ML8L-2FF-RG | 6566.67 |  |  |  | 90-240VAC | Tower Light, 85mm, LED, 2stack Steady, 500mm Lead wire, 90/240VAC, R/G
- | ML8L-3FF-RYG | 7386.39 |  |  |  | 90-240VAC | Tower Light, 85mm, LED, 3 stack Steady, 500mm Lead wire, 90/240VAC, R/Y/G
- | ML8L-4FF-RYGB | 8901.09 |  |  |  | 90-240VAC | Tower Light, 85mm, LED, 4 stack Steady, 500mm Lead wire, 90/240VAC, R/Y/G/B
- | ML8L-5FF-RYGBC | 9899.01 |  |  |  | 90-240VAC | Tower Light, 85mm, LED, 5 stack Steady, 500mm Lead wire, 90/240VAC, R/Y/G/B/C
- | ML8L-F1FF-R | 5960.79 |  |  |  | 90-240VAC | Tower Light, 85mm, LED, 1 stack Steady/Flash, 500mm Lead wire, 90/240VAC, R
- | ML8L-F2FF-RG | 6789.42 |  |  |  | 90-240VAC | Tower Light, 85mm, LED, 2stack Steady/Flash, 500mm Lead wire, 90/240VAC, R/G
- | ML8L-F3FF-RYG | 7626.96 |  |  |  | 90-240VAC | Tower Light, 85mm, LED, 3 stack Steady/Flash, 500mm Lead wire, 90/240VAC, R/Y/G
- | ML8L-F4FF-RYGB | 9123.84 |  |  |  | 90-240VAC | Tower Light, 85mm, LED, 4 stack Steady/Flash, 500mm Lead wire, 90/240VAC, R/Y/G/B
- | ML8L-F5FF-RYGBC | 10121.76 |  |  |  | 90-240VAC | Tower Light, 85mm, LED, 5 stack Steady/Flash, 500mm Lead wire, 90/240VAC, R/Y/G/B/C
- | ML8L-B1FF-R | 6762.69 |  |  |  | 90-240VAC | Tower Light, 85mm, LED, 1 stack Steady/Flash, 500mm Lead wire, 90/240VAC,Buzzer R
- | ML8L-B2FF-RG | 7600.23 |  |  |  | 90-240VAC | Tower Light, 85mm, LED, 2stack Steady/Flash, 500mm Lead wire, 90/240VAC,Buzzer R/G
- | ML8L-B3FF-RYG | 8437.77 |  |  |  | 90-240VAC | Tower Light, 85mm, LED, 3 stack Steady/Flash, 500mm Lead wire, 90/240VAC,Buzzer R/Y/G
- | ML8L-B4FF-RYGB | 9925.74 |  |  |  | 90-240VAC | Tower Light, 85mm, LED, 4 stack Steady/Flash, 500mm Lead wire, 90/240VAC,Buzzer R/Y/G/B
- | ML8L-B5FF-RYGBC | 10941.48 |  |  |  | 90-240VAC | Tower Light, 85mm, LED, 5 stack Steady/Flash, 500mm Lead wire, 90/240VAC,BuzzerR/Y/G/B/C
- | MP8C-100-R | 2869.02 |  |  |  | 12-24VAC/DC | Tower Light, 85mm, LED, 1 stack Steady, 500mm Lead wire, 12/24V AC/DC, R
- | MP8C-200-RG | 3564 |  |  |  | 12-24VAC/DC | Tower Light, 85mm, LED, 2stack Steady, 500mm Lead wire, 12/24V AC/DC, R/G
- | MP8C-300-RYG | 4267.89 |  |  |  | 12-24VAC/DC | Tower Light, 85mm, LED, 3 stack Steady, 500mm Lead wire, 12/24V AC/DC, R/Y/G
- | MP8C-400-RYGB | 4829.22 |  |  |  | 12-24VAC/DC | Tower Light, 85mm, LED, 4 stack Steady, 500mm Lead wire, 12/24V AC/DC, R/Y/G/B
- | MP8C-500-RYGBC | 5559.84 |  |  |  | 12-24VAC/DC | Tower Light, 85mm, LED, 5 stack Steady, 500mm Lead wire, 12/24V AC/DC, R/Y/G/B/C
- | MP8C-F100-R | 3091.77 |  |  |  | 12-24VAC/DC | Tower Light, 85mm, LED, 1 stack Steady/Flash, 500mm Lead wire, 12/24V AC/DC, R
- | MP8C-F200-RG | 3786.75 |  |  |  | 12-24VAC/DC | Tower Light, 85mm, LED, 2stack Steady/Flash, 500mm Lead wire, 12/24V AC/DC, R/G
- | MP8C-F300-RYG | 4481.73 |  |  |  | 12-24VAC/DC | Tower Light, 85mm, LED, 3 stack Steady/Flash, 500mm Lead wire, 12/24V AC/DC, R/Y/G
- | MP8C-F400-RYGB | 5051.97 |  |  |  | 12-24VAC/DC | Tower Light, 85mm, LED, 4 stack Steady/Flash, 500mm Lead wire, 12/24V AC/DC, R/Y/G/B
- | MP8C-F500-RYGBC | 5782.59 |  |  |  | 12-24VAC/DC | Tower Light, 85mm, LED, 5 stack Steady/Flash, 500mm Lead wire, 12/24V AC/DC, R/Y/G/B/C
- | MP8C-B100-R | 3840.21 |  |  |  | 12-24VAC/DC | Tower Light, 85mm, LED, 1 stack Steady/Flash, 500mm Lead wire, 12/24V AC/DC,Buzzer R
- | MP8C-B200-RG | 4544.1 |  |  |  | 12-24VAC/DC | Tower Light, 85mm, LED, 2stack Steady/Flash, 500mm Lead wire, 12/24V AC/DC,Buzzer R/G
- | MP8C-B300-RYG | 5230.17 |  |  |  | 12-24VAC/DC | Tower Light, 85mm, LED, 3 stack Steady/Flash, 500mm Lead wire, 12/24V AC/DC,Buzzer R/Y/G
- | MP8C-B400-RYGB | 5800.41 |  |  |  | 12-24VAC/DC | Tower Light, 85mm, LED, 4 stack Steady/Flash, 500mm Lead wire, 12/24V AC/DC,Buzzer R/Y/G/B
- | MP8C-B500-RYGBC | 6539.94 |  |  |  | 12-24VAC/DC | Tower Light, 85mm, LED, 5 stack Steady/Flash, 500mm Lead wire, 12/24V AC/DC,BuzzerR/Y/G/B/C
- | MP8C-1FF-R | 3858.03 |  |  |  | 90-240VAC | Tower Light, 85mm, LED, 1 stack Steady, 500mm Lead wire, 90/240VAC, R
- | MP8C-2FF-RG | 4570.83 |  |  |  | 90-240VAC | Tower Light, 85mm, LED, 2stack Steady, 500mm Lead wire, 90/240VAC, R/G
- | MP8C-3FF-RYG | 5256.9 |  |  |  | 90-240VAC | Tower Light, 85mm, LED, 3 stack Steady, 500mm Lead wire, 90/240VAC, R/Y/G
- | MP8C-4FF-RYGB | 5818.23 |  |  |  | 90-240VAC | Tower Light, 85mm, LED, 4 stack Steady, 500mm Lead wire, 90/240VAC, R/Y/G/B
- | MP8C-5FF-RYGBC | 6557.76 |  |  |  | 90-240VAC | Tower Light, 85mm, LED, 5 stack Steady, 500mm Lead wire, 90/240VAC, R/Y/G/B/C
- | MP8C-F1FF-R | 4080.78 |  |  |  | 90-240VAC | Tower Light, 85mm, LED, 1 stack Steady/Flash, 500mm Lead wire, 90/240VAC, R
- | MP8C-F2FF-RG | 4784.67 |  |  |  | 90-240VAC | Tower Light, 85mm, LED, 2stack Steady/Flash, 500mm Lead wire, 90/240VAC, R/G
- | MP8C-F3FF-RYG | 5470.74 |  |  |  | 90-240VAC | Tower Light, 85mm, LED, 3 stack Steady/Flash, 500mm Lead wire, 90/240VAC, R/Y/G
- | MP8C-F4FF-RYGB | 6049.89 |  |  |  | 90-240VAC | Tower Light, 85mm, LED, 4 stack Steady/Flash, 500mm Lead wire, 90/240VAC, R/Y/G/B
- | MP8C-F5FF-RYGBC | 6762.69 |  |  |  | 90-240VAC | Tower Light, 85mm, LED, 5 stack Steady/Flash, 500mm Lead wire, 90/240VAC, R/Y/G/B/C
- | MP8C-B1FF-R | 4829.22 |  |  |  | 90-240VAC | Tower Light, 85mm, LED, 1 stack Steady/Flash, 500mm Lead wire, 90/240VAC,Buzzer R
- | MP8C-B2FF-RG | 5542.02 |  |  |  | 90-240VAC | Tower Light, 85mm, LED, 2stack Steady/Flash, 500mm Lead wire, 90/240VAC,Buzzer R/G
- | MP8C-B3FF-RYG | 6228.09 |  |  |  | 90-240VAC | Tower Light, 85mm, LED, 3 stack Steady/Flash, 500mm Lead wire, 90/240VAC,Buzzer R/Y/G
- | MP8C-B4FF-RYGB | 6798.33 |  |  |  | 90-240VAC | Tower Light, 85mm, LED, 4 stack Steady/Flash, 500mm Lead wire, 90/240VAC,Buzzer R/Y/G/B
- | MP8C-B5FF-RYGBC | 7528.95 |  |  |  | 90-240VAC | Tower Light, 85mm, LED, 5 stack Steady/Flash, 500mm Lead wire, 90/240VAC,BuzzerR/Y/G/B/C
- | MP8G-100-R | 2646.27 |  |  |  | 12-24VAC/DC | Tower Light, 85mm, LED, 1 stack Steady, 500mm Lead wire, 12/24V AC/DC, R
- | MP8G-200-RG | 3359.07 |  |  |  | 12-24VAC/DC | Tower Light, 85mm, LED, 2stack Steady, 500mm Lead wire, 12/24V AC/DC, R/G
- | MP8G-300-RYG | 4071.87 |  |  |  | 12-24VAC/DC | Tower Light, 85mm, LED, 3 stack Steady, 500mm Lead wire, 12/24V AC/DC, R/Y/G
- | MP8G-400-RYGB | 4659.93 |  |  |  | 12-24VAC/DC | Tower Light, 85mm, LED, 4 stack Steady, 500mm Lead wire, 12/24V AC/DC, R/Y/G/B
- | MP8G-500-RYGBC | 5390.55 |  |  |  | 12-24VAC/DC | Tower Light, 85mm, LED, 5 stack Steady, 500mm Lead wire, 12/24V AC/DC, R/Y/G/B/C
- | MP8G-F100-R | 2860.11 |  |  |  | 12-24VAC/DC | Tower Light, 85mm, LED, 1 stack Steady/Flash, 500mm Lead wire, 12/24V AC/DC, R
- | MP8G-F200-RG | 3581.82 |  |  |  | 12-24VAC/DC | Tower Light, 85mm, LED, 2stack Steady/Flash, 500mm Lead wire, 12/24V AC/DC, R/G
- | MP8G-F300-RYG | 4285.71 |  |  |  | 12-24VAC/DC | Tower Light, 85mm, LED, 3 stack Steady/Flash, 500mm Lead wire, 12/24V AC/DC, R/Y/G
- | MP8G-F400-RYGB | 4873.77 |  |  |  | 12-24VAC/DC | Tower Light, 85mm, LED, 4 stack Steady/Flash, 500mm Lead wire, 12/24V AC/DC, R/Y/G/B
- | MP8G-F500-RYGBC | 5604.39 |  |  |  | 12-24VAC/DC | Tower Light, 85mm, LED, 5 stack Steady/Flash, 500mm Lead wire, 12/24V AC/DC, R/Y/G/B/C
- | MP8G-B100-R | 3626.37 |  |  |  | 12-24VAC/DC | Tower Light, 85mm, LED, 1 stack Steady/Flash, 500mm Lead wire, 12/24V AC/DC,Buzzer R
- | MP8G-B200-RG | 4330.26 |  |  |  | 12-24VAC/DC | Tower Light, 85mm, LED, 2stack Steady/Flash, 500mm Lead wire, 12/24V AC/DC,Buzzer R/G
- | MP8G-B300-RYG | 5034.15 |  |  |  | 12-24VAC/DC | Tower Light, 85mm, LED, 3 stack Steady/Flash, 500mm Lead wire, 12/24V AC/DC,Buzzer R/Y/G
- | MP8G-B400-RYGB | 5622.21 |  |  |  | 12-24VAC/DC | Tower Light, 85mm, LED, 4 stack Steady/Flash, 500mm Lead wire, 12/24V AC/DC,Buzzer R/Y/G/B
- | MP8G-B500-RYGBC | 6370.65 |  |  |  | 12-24VAC/DC | Tower Light, 85mm, LED, 5 stack Steady/Flash, 500mm Lead wire, 12/24V AC/DC,BuzzerR/Y/G/B/C
- | MP8G-1FF-R | 3635.28 |  |  |  | 90-240VAC | Tower Light, 85mm, LED, 1 stack Steady, 500mm Lead wire, 90/240VAC, R
- | MP8G-2FF-RG | 4348.08 |  |  |  | 90-240VAC | Tower Light, 85mm, LED, 2stack Steady, 500mm Lead wire, 90/240VAC, R/G
- | MP8G-3FF-RYG | 5060.88 |  |  |  | 90-240VAC | Tower Light, 85mm, LED, 3 stack Steady, 500mm Lead wire, 90/240VAC, R/Y/G
- | MP8G-4FF-RYGB | 5648.94 |  |  |  | 90-240VAC | Tower Light, 85mm, LED, 4 stack Steady, 500mm Lead wire, 90/240VAC, R/Y/G/B
- | MP8G-5FF-RYGBC | 6379.56 |  |  |  | 90-240VAC | Tower Light, 85mm, LED, 5 stack Steady, 500mm Lead wire, 90/240VAC, R/Y/G/B/C
- | MP8G-F1FF-R | 3849.12 |  |  |  | 90-240VAC | Tower Light, 85mm, LED, 1 stack Steady/Flash, 500mm Lead wire, 90/240VAC, R
- | MP8G-F2FF-RG | 4570.83 |  |  |  | 90-240VAC | Tower Light, 85mm, LED, 2stack Steady/Flash, 500mm Lead wire, 90/240VAC, R/G
- | MP8G-F3FF-RYG | 5274.72 |  |  |  | 90-240VAC | Tower Light, 85mm, LED, 3 stack Steady/Flash, 500mm Lead wire, 90/240VAC, R/Y/G
- | MP8G-F4FF-RYGB | 5862.78 |  |  |  | 90-240VAC | Tower Light, 85mm, LED, 4 stack Steady/Flash, 500mm Lead wire, 90/240VAC, R/Y/G/B
- | MP8G-F5FF-RYGBC | 6593.4 |  |  |  | 90-240VAC | Tower Light, 85mm, LED, 5 stack Steady/Flash, 500mm Lead wire, 90/240VAC, R/Y/G/B/C
- | MP8G-B1FF-R | 4606.47 |  |  |  | 90-240VAC | Tower Light, 85mm, LED, 1 stack Steady/Flash, 500mm Lead wire, 90/240VAC,Buzzer R
- | MP8G-B2FF-RG | 5319.27 |  |  |  | 90-240VAC | Tower Light, 85mm, LED, 2stack Steady/Flash, 500mm Lead wire, 90/240VAC,Buzzer R/G
- | MP8G-B3FF-RYG | 6032.07 |  |  |  | 90-240VAC | Tower Light, 85mm, LED, 3 stack Steady/Flash, 500mm Lead wire, 90/240VAC,Buzzer R/Y/G
- | MP8G-B4FF-RYGB | 6620.13 |  |  |  | 90-240VAC | Tower Light, 85mm, LED, 4 stack Steady/Flash, 500mm Lead wire, 90/240VAC,Buzzer R/Y/G/B
- | MP8G-B5FF-RYGBC | 7350.75 |  |  |  | 90-240VAC | Tower Light, 85mm, LED, 5 stack Steady/Flash, 500mm Lead wire, 90/240VAC,BuzzerR/Y/G/B/C

## 17.GLOBE
COVERS (GLOBE)
Артикул | Model | Retail price, RUR | Tower Light | Item | Dimension | Description | Notes
- | PLD-R | 26.73 | 0 | PLD | 25mm | GLOBE Φ25 H=44mm | PLD Series
- | PLD-Y | 26.73 | 0 | PLD | 25mm | GLOBE Φ25 H=44mm | PLD Series
- | PLD-G | 26.73 | 0 | PLD | 25mm | GLOBE Φ25 H=44mm | PLD Series
- | PLD-B | 26.73 | 0 | PLD | 25mm | GLOBE Φ25 H=44mm | PLD Series
- | PLD-C | 26.73 | 0 | PLD | 25mm | GLOBE Φ25 H=44mm | PLD Series
- | PME-R | 62.37 | 0 | PME | 45mm | GLOBE Φ45 H=40mm | PME Series
- | PME-Y | 62.37 | 0 | PME | 45mm | GLOBE Φ45 H=40mm | PME Series
- | PME-G | 62.37 | 0 | PME | 45mm | GLOBE Φ45 H=40mm | PME Series
- | PME-B | 62.37 | 0 | PME | 45mm | GLOBE Φ45 H=40mm | PME Series
- | PME-C | 62.37 | 0 | PME | 45mm | GLOBE Φ45 H=40mm | PME Series
- | PRE-R | 80.19 | 0 | PRE | 56mm | GLOBE Φ56 H=40mm | PRE Series
- | PRE-Y | 80.19 | 0 | PRE | 56mm | GLOBE Φ56 H=40mm | PRE Series
- | PRE-G | 80.19 | 0 | PRE | 56mm | GLOBE Φ56 H=40mm | PRE Series
- | PRE-B | 80.19 | 0 | PRE | 56mm | GLOBE Φ56 H=40mm | PRE Series
- | PRE-C | 80.19 | 0 | PRE | 56mm | GLOBE Φ56 H=40mm | PRE Series
- | PS/PL-R | 62.37 | 0 | PS/PL | 45mm | GLOBE Φ45 H=46mm | PS/PL Series
- | PS/PL-Y | 62.37 | 0 | PS/PL | 45mm | GLOBE Φ45 H=46mm | PS/PL Series
- | PS/PL-G | 62.37 | 0 | PS/PL | 45mm | GLOBE Φ45 H=46mm | PS/PL Series
- | PS/PL-B | 62.37 | 0 | PS/PL | 45mm | GLOBE Φ45 H=46mm | PS/PL Series
- | PS/PL-C | 62.37 | 0 | PS/PL | 45mm | GLOBE Φ45 H=46mm | PS/PL Series
- | PR/PO-R | 80.19 | 0 | PR/PO | 56mm | GLOBE Φ56 H=68mm | PR/PO Series
- | PR/PO-Y | 80.19 | 0 | PR/PO | 56mm | GLOBE Φ56 H=68mm | PR/PO Series
- | PR/PO-G | 80.19 | 0 | PR/PO | 56mm | GLOBE Φ56 H=68mm | PR/PO Series
- | PR/PO-B | 80.19 | 0 | PR/PO | 56mm | GLOBE Φ56 H=68mm | PR/PO Series
- | PR/PO-C | 80.19 | 0 | PR/PO | 56mm | GLOBE Φ56 H=68mm | PR/PO Series
- | MT4-R | 62.37 | 0 | MT4 | 45mm | GLOBE Φ45 H=46mm | MT4 Series
- | MT4-Y | 62.37 | 0 | MT4 | 45mm | GLOBE Φ45 H=46mm | MT4 Series
- | MT4-G | 62.37 | 0 | MT4 | 45mm | GLOBE Φ45 H=46mm | MT4 Series
- | MT4-B | 62.37 | 0 | MT4 | 45mm | GLOBE Φ45 H=46mm | MT4 Series
- | MT4-C | 62.37 | 0 | MT4 | 45mm | GLOBE Φ45 H=46mm | MT4 Series
- | MT5-R | 80.19 | 0 | MT5 | 56mm | GLOBE Φ56 H=68mm | MT5 Series
- | MT5-Y | 80.19 | 0 | MT5 | 56mm | GLOBE Φ56 H=68mm | MT5 Series
- | MT5-G | 80.19 | 0 | MT5 | 56mm | GLOBE Φ56 H=68mm | MT5 Series
- | MT5-B | 80.19 | 0 | MT5 | 56mm | GLOBE Φ56 H=68mm | MT5 Series
- | MT5-C | 80.19 | 0 | MT5 | 56mm | GLOBE Φ56 H=68mm | MT5 Series
- | MT8-R | 160.38 | 0 | MT8 | 86mm | GLOBE Φ86 H=68mm | MT8 Series
- | MT8-Y | 160.38 | 0 | MT8 | 86mm | GLOBE Φ86 H=68mm | MT8 Series
- | MT8-G | 160.38 | 0 | MT8 | 86mm | GLOBE Φ86 H=68mm | MT8 Series
- | MT8-B | 160.38 | 0 | MT8 | 86mm | GLOBE Φ86 H=68mm | MT8 Series
- | MT8-C | 160.38 | 0 | MT8 | 86mm | GLOBE Φ86 H=68mm | MT8 Series
- | MSGS-R | 302.94 | 0 | MSGS | 180mm | GLOBE Φ180 H=110mm | MSGS Series
- | MSGS-Y | 302.94 | 0 | MSGS | 180mm | GLOBE Φ180 H=110mm | MSGS Series
- | MSGS-G | 302.94 | 0 | MSGS | 180mm | GLOBE Φ180 H=110mm | MSGS Series
- | MSGS-B | 302.94 | 0 | MSGS | 180mm | GLOBE Φ180 H=110mm | MSGS Series
- | MSGS-C | 302.94 | 0 | MSGS | 180mm | GLOBE Φ180 H=110mm | MSGS Series
- | MS86-R | 124.74 | 0 | MS86 | 86mm | GLOBE DOME Φ86 H=82mm | MS86L/S/T Series
- | MS86-Y | 124.74 | 0 | MS86 | 86mm | GLOBE DOME Φ86 H=82mm | MS86L/S/T Series
- | MS86-G | 124.74 | 0 | MS86 | 86mm | GLOBE DOME Φ86 H=82mm | MS86L/S/T Series
- | MS86-B | 124.74 | 0 | MS86 | 86mm | GLOBE DOME Φ86 H=82mm | MS86L/S/T Series
- | MS86-C | 124.74 | 0 | MS86 | 86mm | GLOBE DOME Φ86 H=82mm | MS86L/M/S/T Series
- | MS86-R(2) | 124.74 | 0 | MS86 | 86mm | GLOBE LOW Φ86 H=36mm | MS86L/W Series
- | MS86-Y(2) | 124.74 | 0 | MS86 | 86mm | GLOBE LOW Φ86 H=36mm | MS86L/W Series
- | MS86-G(2) | 124.74 | 0 | MS86 | 86mm | GLOBE LOW Φ86 H=36mm | MS86L/W Series
- | MS86-B(2) | 124.74 | 0 | MS86 | 86mm | GLOBE LOW Φ86 H=36mm | MS86L/W Series
- | MS86-C(2) | 124.74 | 0 | MS86 | 86mm | GLOBE LOW Φ86 H=36mm | MS86L/W Series
- | MS115-R | 222.75 | 0 | MS115 | 115mm | GLOBE Φ115 H=101mm | MS115C/S/T Series
- | MS115-Y | 222.75 | 0 | MS115 | 115mm | GLOBE Φ115 H=101mm | MS115C/S/T Series
- | MS115-G | 222.75 | 0 | MS115 | 115mm | GLOBE Φ115 H=101mm | MS115C/S/T Series
- | MS115-B | 222.75 | 0 | MS115 | 115mm | GLOBE Φ115 H=101mm | MS115C/S/T Series
- | MS115-C | 222.75 | 0 | MS115 | 115mm | GLOBE Φ115 H=101mm | MS115C/M/S/T Series
- | MS115-R(2) | 311.85 | 0 | MS115 | 115mm | GLOBE L TYPE Φ115 H=103mm | MS115L Series
- | MS115-Y(2) | 311.85 | 0 | MS115 | 115mm | GLOBE L TYPE Φ115 H=103mm | MS115L Series
- | MS115-G(2) | 311.85 | 0 | MS115 | 115mm | GLOBE L TYPE Φ115 H=103mm | MS115L Series
- | MS115-B(2) | 311.85 | 0 | MS115 | 115mm | GLOBE L TYPE Φ115 H=103mm | MS115L Series
- | MS115-C(2) | 311.85 | 0 | MS115 | 115mm | GLOBE L TYPE Φ115 H=103mm | MS115L Series
- | ML-R | 80.19 | 0 | ML | 66mm | GLOBE Φ66 H=70mm | ML Series
- | ML-Y | 80.19 | 0 | ML | 66mm | GLOBE Φ66 H=70mm | ML Series
- | ML-G | 80.19 | 0 | ML | 66mm | GLOBE Φ66 H=70mm | ML Series
- | ML-B | 80.19 | 0 | ML | 66mm | GLOBE Φ66 H=70mm | ML Series
- | ML-R(2) | 80.19 | 0 | ML | 66mm | GLOBE PRISM Φ66 H=70mm | ML Series
- | ML-Y(2) | 80.19 | 0 | ML | 66mm | GLOBE PRISM Φ66 H=70mm | ML Series
- | ML-G(2) | 80.19 | 0 | ML | 66mm | GLOBE PRISM Φ66 H=70mm | ML Series
- | ML-B(2) | 80.19 | 0 | ML | 66mm | GLOBE PRISM Φ66 H=70mm | ML Series
- | AS-R | 80.19 | 0 | AS/AP | 86mm | GLOBE Φ86 H=82mm | AS Series
- | AS-Y | 80.19 | 0 | AS/AP | 86mm | GLOBE Φ86 H=82mm | AS Series
- | AS-G | 80.19 | 0 | AS/AP | 86mm | GLOBE Φ86 H=82mm | AS Series
- | AS-B | 80.19 | 0 | AS/AP | 86mm | GLOBE Φ86 H=82mm | AS Series
- | AS-R(2) | 80.19 | 0 | AS/AP | 86mm | GLOBE PRISM Φ86 H=82mm | AS Series
- | AS-Y(2) | 80.19 | 0 | AS/AP | 86mm | GLOBE PRISM Φ86 H=82mm | AS Series
- | AS-G(2) | 80.19 | 0 | AS/AP | 86mm | GLOBE PRISM Φ86 H=82mm | AS Series
- | AS-B(2) | 80.19 | 0 | AS/AP | 86mm | GLOBE PRISM Φ86 H=82mm | AS Series
- | AP-R | 98.01 | 0 | AS/AP | 86mm | GLOBE Φ86 H=82mm | AP Series
- | AP-Y | 98.01 | 0 | AS/AP | 86mm | GLOBE Φ86 H=82mm | AP Series
- | AP-G | 98.01 | 0 | AS/AP | 86mm | GLOBE Φ86 H=82mm | AP Series
- | AP-B | 98.01 | 0 | AS/AP | 86mm | GLOBE Φ86 H=82mm | AP Series
- | AP-R(2) | 98.01 | 0 | AS/AP | 86mm | GLOBE PRISM Φ86 H=82mm | AP Series
- | AP-Y(2) | 98.01 | 0 | AS/AP | 86mm | GLOBE PRISM Φ86 H=82mm | AP Series
- | AP-G(2) | 98.01 | 0 | AS/AP | 86mm | GLOBE PRISM Φ86 H=82mm | AP Series
- | AP-B(2) | 98.01 | 0 | AS/AP | 86mm | GLOBE PRISM Φ86 H=82mm | AP Series
- | AVG-R | 249.48 | 0 | AVG | 135mm | GLOBE Φ135 H=111mm | AVG Series
- | AVG-Y | 249.48 | 0 | AVG | 135mm | GLOBE Φ135 H=111mm | AVG Series
- | AVG-G | 249.48 | 0 | AVG | 135mm | GLOBE Φ135 H=111mm | AVG Series
- | AVG-B | 249.48 | 0 | AVG | 135mm | GLOBE Φ135 H=111mm | AVG Series
0
0
0
0
0
0
0
0
0
0
0
0
0
0
0
0
0
0
0
0
0
0
0
0
0
0
0
0
0
0
0
0
0
0
0
0
0
0
0
0
0
0
0
0
0
0
0
0
0
0
0
0
0
0
0
0
0
0
0
0
0
0
0
0
0
0
0
0
0
0
0
0
0
0
0
0
0
0
0
0
0
0
0
0
0
0
0
0
0
0
0
0
0
0
0
0
0
0
0
0
0
0
0
0
0
0
0
0
0
0
0
0
0
0
0
0
0
0
0
0
0
0
0
0
0
0
0
0
0
0
0
0
0
0
0
0
0
0
0
0
0
0
0
0
0
0
0
0
0
0
0
0
0
0
0
0
0
0
0
0
0
0
0
0
0
0
0
0
0
0
0
0
0
0
0
0
0
0
0
0
0
0
0
0
0
0
0
0
0
0
0
0
0
0
0
0
0
0
0
0
0
0
0
0
0
0
0
0
0
0
0
0
0
0
0
0
0
0
0
0
0
0
0
0
0
0
0
0
0
0
0
0
0
0
0
0
0
0
0
0
0
0
0
0
0
0
0
0
0
0
0
0
0
0
0
0
0
0
0
0
0
0
0
0
0
0
0
0
0
0
0
0
0
0
0
0
0
0
0
0
0
0
0
0
0
0
0
0
0
0
0
0
0
0
0
0
0
0
0
0
0
0
0
0
0
0
0
0
0
0
0
0
0
0
0
0
0
0
0
0
0
0
0
0
0
0
0
0
0
0
0
0
0
0
0
0
0
0
0
0
0
0
0
0
0
0
0
0
0
0
0
0
0
0
0
0
0
0
0
0
0
0
0
0
0
0
0
0
0
0
0
0
0
0
0
0
0
0
0
0
0
0
0
0
0
0
0
0
0
0
0
0
0
0
0
0
0
0
0
0
0
0
0
0
0
0
0
0
0
0
0
0
0
0
0
0
0
0
0
0
0
0
0
0
0
0
0
0
0
0
0
0
0
0
0
0
0
0
0
0
0
0
0
0
0
0
0
0
0
0
0
0
0
0
0
0
0
0
0
0
0
0
0
0
0
0
0
0
0
0
0
0
0
0
0
0
0
0
0
0
0
0
0
0
0
0
0
0
0
0
0
0
0
0
0
0
0
0
0
0
0
0
0
0
0
0
0
0
0
0
0
0
0
0
0
0
0
0
0
0
0
0
0
0
0
0
0
0
0
0
0
0
0
0
0
0
0
0
0
0
0
0
0
0
0
0
0
0
0
0
0
0
0
0
0
0
0
0
0
0
0
0
0
0
0
0
0
0
0
0
0
0
0
0
0
0
0
0
0
0
0
0
0
0
0
0
0
0
0
0
0
0
0
0
0
0
0
0
0
0
0
0
0
0
0
0
0
0
0
0
0
0
0
0
0
0
0
0
0
0
0
0
0
0
0
0
0
0
0
0
0
0
0
0
0
0
0
0
0
0
0
0
0
0
0
0
0
0
0
0
0
0
0
0
0
0
0
0
0
0
0
0
0
0
0
0
0
0
0
0
0
0
0
0
0
0
0
0
0
0
0
0
0
0
0
0
0
0
0
0
0
0
0
0
0
0
0
0
0
0
0
0
0
0
0
0
0
0
0
0
0
0
0
0
0
0
0
0
0
0
0
0
0
0
0
0
0
0
0
0
0
0
0
0
0
0
0
0
0
0
0
0
0
0
0
0
0
0
0
0
0
0
0
0
0
0
0
0
0
0
0
0
0
0
0
0
0
0
0
0
0
0
0
0
0
0
0
0
0
0
0
0
0
0
0
0
0
0
0
0
0
0
0
0
0
0
0
0
0
0
0
0
0
0
0
0
0
0
0
0
0
0
0
0
0
0
0
0
0
0
0
0
0
0
0
0
0
0
0
0
0
0
0
0
0
0
0
0
0
0
0
0
0
0
0
0
0
0
0
0
0
0
0
0
0
0
0
0
0
0
0
0
0
0
0
0
0
0
0
0
0
0
0
0
0
0
0
0
0
0
0
0
0
0
0
0
0
0
0

## 18.Replacement
REPLACEMENT
Артикул | Model | Retail price, RUR | Tower Light | PART | Description | Wattage
- | MAB-T09-S-012-05 | 26.73 | Replacement Bulbs | ① | 45mm MT4 PS/PL | 12V 5W
- | MAB-T09-S-024-05 | 26.73 | Replacement Bulbs | ① | 45mm MT4 PS/PL | 24V 5W
- | MAB-T09-S-130-05 | 26.73 | Replacement Bulbs | ① | 45mm MT4 PS/PL | 130V 5W
- | MAB-T09-S-240-05 | 35.64 | Replacement Bulbs | ① | 45mm MT4 PS/PL | 240V 5W
- | MAB-T15-S-012-05 | 35.64 | Replacement Bulbs | ② | 86mm AS/SL | 12V 5W
- | MAB-T15-S-012-08 | 35.64 | Replacement Bulbs | ③ | 56mm PR/PO 66mm ML 86mm AS 86mm SL | 12V 8W
- | MAB-T15-S-024-08 | 35.64 | Replacement Bulbs | ③ | 56mm PR/PO 66mm ML 86mm AS 86mm SL | 24V 8W
- | MAB-T15-S-130-08 | 35.64 | Replacement Bulbs | ③ | 56mm PR/PO 66mm ML 86mm AS 86mm SL | 130V 8W
- | MAB-T15-S-240-08 | 35.64 | Replacement Bulbs | ③ | 56mm PR/PO 66mm ML 86mm AS 86mm SL | 240V 8W
- | MAB-T15-D-012-10 | 35.64 | Replacement Bulbs | ④ | 56mm MT5 86mm MT8 | 12V 10W
- | MAB-T15-D-024-10 | 35.64 | Replacement Bulbs | ④ | 56mm MT5 86mm MT9 | 24V 10W
- | MAB-T15-D-130-10 | 35.64 | Replacement Bulbs | ④ | 56mm MT5 86mm MT10 | 130V 10W
- | MAB-T15-D-240-10 | 35.64 | Replacement Bulbs | ④ | 56mm MT5 86mm MT11 | 240V 10W
- | MAB-T15-D-012-25 | 62.37 | Replacement Bulbs | ⑤ | AVG, MSGS | 12V 25W
- | MAB-T15-D-024-25 | 62.37 | Replacement Bulbs | ⑤ | AVG, MSGS | 24V 25W
- | MAB-T15-D-130-25 | 62.37 | Replacement Bulbs | ⑤ | AVG | 130V 25W
- | MAB-T15-D-240-25 | 62.37 | Replacement Bulbs | ⑤ | AVG | 240V 25W
- | STROBE LAMP | 285.12 | Replacement Bulbs | ⑥ | 86mm MS86 | 12~24V 3W
- | STROBE LAMP | 285.12 | Replacement Bulbs | ⑦ | 86mm MS86 115mm MS115 66mm ML 86mm AS | 110V 6W 220V 6W

## 19.TowerLightMounting
TOWER LIGHT MOUNTING
Артикул | Model | Retail price, RUR | Tower Light | PART | Description
- | MAP-0225 | 169.29 | #REF! | ① | Φ20mm, Length 225mm
- | MAP-0240 | 169.29 | #REF! | ① | Φ20mm, Length 240mm
- | MAP-0750 | 498.96 | #REF! | ① | Φ20mm, Length 750mm
- | MAP-1000 | 659.34 | #REF! | ① | Φ20mm, Length 1000mm
- | MAM-B070B | 98.01 | #REF! | ②
- | MAM-B070C | 98.01 | #REF! | ② | Φ70mm, Plastic Base
- | MAM-B070D | 98.01 | #REF! | ② | Φ70mm, Plastic Base with Water-Proof Rubber Gasket
- | MAM-B070R | 187.11 | #REF! | ② | Φ70mm, Plastic Base with 180º Rotating Pole Base
- | MAM-B090B | 98.01 | #REF! | ②
- | MAM-B090C | 98.01 | #REF! | ② | Φ90mm, Plastic Base
- | MAP-M043 | 187.11 | #REF! | ③ | Φ20mm, Length 43mm
- | MAP-M240 | 231.66 | #REF! | ③ | Φ20mm, Length 240mm
- | MAP-M750 | 525.69 | #REF! | ③ | Φ20mm, Length 750mm
- | MAM-DS23 | 124.74 | #REF! | ④ | Aluminum Base
- | MAP-DS30-BLK | 213.84 | #REF! | ⑥ | Plastic Wall Mounting Bracket-Black
- | MAP-DS30-BGE | 213.84 | #REF! | ⑥ | Plastic Wall Mounting Bracket-Beige
- | MAP-DS40-BLK | 133.65 | #REF! | ⑥ | Plastic Wall Mounting Bracket-Black
- | MAP-DS40-BGE | 133.65 | #REF! | ⑥ | Plastic Wall Mounting Bracket-Beige
- | MAM-DS25 | 160.38 | #REF! | ⑦ | L-angle Bracket
- | MAM-DS26 | 124.74 | #REF! | ⑦ | Wall Mounting Bracket (ML & AS series, MS86 series)
- | MAM-DS27 | 267.3 | #REF! | ⑦ | Wall Mounting Bracket (AVG series)
- | MAM-DS28 | 231.66 | #REF! | ⑦ | Wall Mounting Bracket (Tower Light)
- | MAM-DS29 | 392.04 | #REF! | ⑦ | Wall Mounting Bracket (MS115 Series)
- | MAM-B025 | 98.01 | #REF! | ⑧ | Diameter 20, Plastic Pole Adaptor
- | MAM-DS23 | 160.38 | #REF! | ⑧ | Aluminum Base Bracket
- | MAM-DS24 | 160.38 | #REF! | ⑧ | Aluminum Pole Asaptor
- | MAM-DS31 | 160.38 | #REF! | ⑧ | MS86 Series, Plastic Pole Adaptor
#REF!
#REF!
#REF!
#REF!
#REF!
#REF!
#REF!
#REF!
#REF!
#REF!
#REF!
#REF!
#REF!
#REF!
#REF!
#REF!
#REF!
#REF!
#REF!
#REF!
#REF!
#REF!
#REF!
#REF!
#REF!
#REF!
#REF!
#REF!
#REF!
#REF!
#REF!
#REF!
#REF!
#REF!
#REF!
#REF!
#REF!
#REF!
#REF!
#REF!
#REF!
#REF!
#REF!
#REF!
#REF!
#REF!
#REF!
#REF!
#REF!
#REF!
#REF!
#REF!
#REF!
#REF!
#REF!
#REF!
#REF!
#REF!
#REF!
#REF!
#REF!
#REF!
#REF!
#REF!
#REF!
#REF!
#REF!
#REF!
#REF!
#REF!
#REF!
#REF!
#REF!
#REF!
#REF!
#REF!
#REF!
#REF!
#REF!
#REF!
#REF!
#REF!
#REF!
#REF!
#REF!
#REF!
#REF!
#REF!
#REF!
#REF!
#REF!
#REF!
#REF!
#REF!
#REF!
#REF!
#REF!
#REF!
#REF!
#REF!
#REF!
#REF!
#REF!
#REF!
#REF!
#REF!
#REF!
#REF!
#REF!
#REF!
#REF!
#REF!
#REF!
#REF!
#REF!
#REF!
#REF!
#REF!
#REF!
#REF!
#REF!
#REF!
#REF!
#REF!
#REF!
#REF!
#REF!
#REF!
#REF!
#REF!
#REF!
#REF!
#REF!
#REF!
#REF!
#REF!
#REF!
#REF!
#REF!
#REF!
#REF!
#REF!
#REF!
#REF!
#REF!
#REF!
#REF!
#REF!
#REF!
#REF!
#REF!
#REF!
#REF!
#REF!
#REF!
#REF!
#REF!
#REF!
#REF!
#REF!
#REF!
#REF!
#REF!
#REF!
#REF!
#REF!
#REF!
#REF!
#REF!
#REF!
#REF!
#REF!
#REF!
#REF!
#REF!
#REF!
#REF!
#REF!
#REF!
#REF!
#REF!
#REF!
#REF!
#REF!
#REF!
#REF!
#REF!
#REF!
#REF!
#REF!
#REF!
#REF!
#REF!
#REF!
#REF!
#REF!
#REF!
#REF!
#REF!
#REF!
#REF!
#REF!
#REF!
#REF!
#REF!
#REF!
#REF!
#REF!
#REF!
#REF!
#REF!
#REF!
#REF!
#REF!
#REF!
#REF!
#REF!
#REF!
#REF!
#REF!
#REF!
#REF!
#REF!
#REF!
#REF!
#REF!
#REF!
#REF!
#REF!
#REF!
#REF!
#REF!
#REF!
#REF!
#REF!
#REF!
#REF!
#REF!
#REF!
#REF!
#REF!
#REF!
#REF!
#REF!
#REF!
#REF!
#REF!
#REF!
#REF!
#REF!
#REF!
#REF!
#REF!
#REF!
#REF!
#REF!
#REF!
#REF!
#REF!
#REF!
#REF!
#REF!
#REF!
#REF!
#REF!
#REF!
#REF!
#REF!
#REF!
#REF!
#REF!
#REF!
#REF!
#REF!
#REF!
#REF!
#REF!
#REF!
#REF!
#REF!
#REF!
#REF!
#REF!
#REF!
#REF!
#REF!
#REF!
#REF!
#REF!
#REF!
#REF!
#REF!
#REF!
#REF!
#REF!
#REF!
#REF!
#REF!
#REF!
#REF!
#REF!
#REF!
#REF!
#REF!
#REF!
#REF!
#REF!
#REF!
#REF!
#REF!
#REF!
#REF!
#REF!
#REF!
#REF!
#REF!
#REF!
#REF!
#REF!
#REF!
#REF!
#REF!
#REF!
#REF!
#REF!
#REF!
#REF!
#REF!
#REF!
#REF!
#REF!
#REF!
#REF!
#REF!
#REF!
#REF!
#REF!
#REF!
#REF!
#REF!
#REF!
#REF!
#REF!
#REF!
#REF!
#REF!
#REF!
#REF!
#REF!
#REF!
#REF!
#REF!
#REF!
#REF!
#REF!
#REF!
#REF!
#REF!
#REF!
#REF!
#REF!
#REF!
#REF!
#REF!
#REF!
#REF!
#REF!
#REF!
#REF!
#REF!
#REF!
#REF!
#REF!
#REF!
#REF!
#REF!
#REF!
#REF!
#REF!
#REF!
#REF!
#REF!
#REF!
#REF!
#REF!
#REF!
#REF!
#REF!
#REF!
#REF!
#REF!
#REF!
#REF!
#REF!
#REF!
#REF!
#REF!
#REF!
#REF!
#REF!
#REF!
#REF!
#REF!
#REF!
#REF!
#REF!
#REF!
#REF!
#REF!
#REF!
#REF!
#REF!
#REF!
#REF!
#REF!
#REF!
#REF!
#REF!
#REF!
#REF!
#REF!
#REF!
#REF!
#REF!
#REF!
#REF!
#REF!
#REF!
#REF!
#REF!
#REF!
#REF!
#REF!
#REF!
#REF!
#REF!
#REF!
#REF!
#REF!
#REF!
#REF!
#REF!
#REF!
#REF!
#REF!
#REF!
#REF!
#REF!
#REF!
#REF!
#REF!
#REF!
#REF!
#REF!
#REF!
#REF!
#REF!
#REF!
#REF!
#REF!
#REF!
#REF!
#REF!
#REF!
#REF!
#REF!
#REF!
#REF!
#REF!
#REF!
#REF!
#REF!
#REF!
#REF!
#REF!
#REF!
#REF!
#REF!
#REF!
#REF!
#REF!
#REF!
#REF!
#REF!
#REF!
#REF!
#REF!
#REF!
#REF!
#REF!
#REF!
#REF!
#REF!
#REF!
#REF!
#REF!
#REF!
#REF!
#REF!
#REF!
#REF!
#REF!
#REF!
#REF!
#REF!
#REF!
#REF!
#REF!
#REF!
#REF!
#REF!
#REF!
#REF!
#REF!
#REF!
#REF!
#REF!
#REF!
#REF!
#REF!
#REF!
#REF!
#REF!
#REF!
#REF!
#REF!
#REF!
#REF!
#REF!
#REF!
#REF!
#REF!
#REF!
#REF!
#REF!
#REF!
#REF!
#REF!
#REF!
#REF!
#REF!
#REF!
#REF!
#REF!
#REF!
#REF!
#REF!
#REF!
#REF!
#REF!
#REF!
#REF!
#REF!
#REF!
#REF!
#REF!
#REF!
#REF!
#REF!
#REF!
#REF!
#REF!
#REF!
#REF!
#REF!
#REF!
#REF!
#REF!
#REF!
#REF!
#REF!
#REF!
#REF!
#REF!
#REF!
#REF!
#REF!
#REF!
#REF!
#REF!
#REF!
#REF!
#REF!
#REF!
#REF!
#REF!
#REF!
#REF!
#REF!
#REF!
#REF!
#REF!
#REF!
#REF!
#REF!
#REF!
#REF!
#REF!
#REF!
#REF!
#REF!
#REF!
#REF!
#REF!
#REF!
#REF!
#REF!
#REF!
#REF!
#REF!
#REF!
#REF!
#REF!
#REF!
#REF!
#REF!
#REF!
#REF!
#REF!
#REF!
#REF!
#REF!
#REF!
#REF!
#REF!
#REF!
#REF!
#REF!
#REF!
#REF!
#REF!
#REF!
#REF!
#REF!
#REF!
#REF!
#REF!
#REF!
#REF!
#REF!
#REF!
#REF!
#REF!
#REF!
#REF!
#REF!
#REF!
#REF!
#REF!
#REF!
#REF!
#REF!
#REF!
#REF!
#REF!
#REF!
#REF!
#REF!
#REF!
#REF!
#REF!
#REF!
#REF!
#REF!
#REF!
#REF!
#REF!
#REF!
#REF!
#REF!
#REF!
#REF!
#REF!
#REF!
#REF!
#REF!
#REF!
#REF!
#REF!
#REF!
#REF!
#REF!
#REF!
#REF!
#REF!
#REF!
#REF!
#REF!
#REF!
#REF!
#REF!
#REF!
#REF!
#REF!
#REF!
#REF!
#REF!
#REF!
#REF!
#REF!
#REF!
#REF!
#REF!
#REF!
#REF!
#REF!
#REF!
#REF!
#REF!
#REF!
#REF!
#REF!
#REF!
#REF!
#REF!
#REF!
#REF!
#REF!
#REF!
#REF!
#REF!
#REF!
#REF!
#REF!
#REF!
#REF!
#REF!
#REF!
#REF!
#REF!
#REF!
#REF!
#REF!
#REF!
#REF!
#REF!
#REF!
#REF!
#REF!
#REF!
#REF!
#REF!
#REF!
#REF!
#REF!
#REF!
#REF!
#REF!
#REF!
#REF!
#REF!
#REF!
#REF!
#REF!
#REF!
#REF!
#REF!
#REF!
#REF!
#REF!
#REF!
#REF!
#REF!
#REF!
#REF!
#REF!
#REF!
#REF!
#REF!
#REF!
#REF!
#REF!
#REF!
#REF!
#REF!
#REF!
#REF!
#REF!
#REF!
#REF!
#REF!
#REF!
#REF!
#REF!
#REF!
#REF!
#REF!
#REF!
#REF!
#REF!
#REF!
#REF!
#REF!
#REF!
#REF!
#REF!
#REF!
#REF!
#REF!
#REF!
#REF!
#REF!
#REF!
#REF!
#REF!
#REF!
#REF!
#REF!
#REF!
#REF!
#REF!
#REF!
#REF!
#REF!
#REF!
#REF!
#REF!
#REF!
#REF!
#REF!
#REF!
#REF!
#REF!
#REF!
#REF!
#REF!
#REF!
#REF!
#REF!
#REF!
#REF!
#REF!
#REF!
#REF!
#REF!
#REF!
#REF!
#REF!
#REF!
#REF!
#REF!
#REF!
#REF!
#REF!
#REF!
#REF!
#REF!
#REF!
#REF!
#REF!
#REF!
#REF!
#REF!
#REF!
#REF!
#REF!
#REF!
#REF!
#REF!
#REF!
#REF!
#REF!
#REF!
#REF!
#REF!
#REF!
#REF!
#REF!
#REF!
#REF!
#REF!
#REF!
#REF!
#REF!
#REF!
#REF!
#REF!
#REF!
#REF!
#REF!
#REF!
#REF!
#REF!
#REF!
#REF!
#REF!
#REF!
#REF!
#REF!
#REF!
#REF!
#REF!
#REF!
#REF!
#REF!
#REF!
#REF!
#REF!
#REF!
#REF!
#REF!
#REF!
#REF!
#REF!
#REF!
#REF!
#REF!
#REF!
#REF!
#REF!
#REF!
#REF!
#REF!
#REF!
#REF!
#REF!
#REF!
#REF!
#REF!
#REF!
#REF!
#REF!
#REF!
#REF!
#REF!
#REF!
#REF!
#REF!
#REF!
#REF!
#REF!
#REF!
#REF!
#REF!
#REF!
#REF!
#REF!
#REF!
#REF!
#REF!
#REF!
#REF!
#REF!
#REF!
#REF!
#REF!
#REF!
#REF!
#REF!
#REF!
#REF!
#REF!
#REF!
#REF!
#REF!

## 20. PTE_Parts
PTE Parts
No | Part Description | CODE | Spec | Note | Retail price, RUR | NOTE
1 | Long Bolt | PTE-B1 | M4*65(L) | 1 Stack | 26.1063
1 |  | PTE-B2 | M4*105(L) | 2 Stacks | 30.1158
1 |  | PTE-B3 | M4*145(L) | 3 Stacks | 33.7689
1 |  | PTE-B4 | M4*185(L) | 4 Stacks | 37.422
1 |  | PTE-B5 | M4*225(L) | 5 Stacks | 41.5206
2 | Upper Cap | PTE-CAP | ABS |  | 85.4469
3 | Buzzer Kit | MPZ-56F | 85dB | Full Sound | 594.9207 | IVORY, BLACK
3 |  | MPZ-56G | 10~90dB | Volume Type | 687.5847 | IVORY, BLACK
4 | Buzzer Locking Cap | PTE-BLC | NYLON6 |  | 20.4039 | Sold together with Buzzer Kit
5 | Globe LED Unit | PTE-02R | Plastic 24V AC/DC | RED | 602.1378
5 |  | PTE-02Y |  | YELLOW | 602.1378
5 |  | PTE-02G |  | GREEN | 648.3807
5 |  | PTE-02B |  | BLUE | 648.3807
5 |  | PTE-02C |  | CLEAR | 703.9791
6 | Basic Body Ass'y |  |  |  | 0
7 | Surface Body Ass'y |  |  |  | 0
8 | Mounting Pole | MAP-0225 | 20*225(L) | Aluminum | 150.3117
8 |  | MAP-0262 | 20*262(L) |  | 174.8142
8 |  | MAP-0323 | 20*323(L) |  | 215.5329
9 | Mount Base | MAM-B025 | ABS |  | 93.555
10 | Pole Mount Base | PTE-PMB | ABS |  | 124.4727
11 | Mount Base | MAM-B070D | NYLON6 |  | 98.01 | MAM-070D
12 | Wall Mount Bracket | MAP-DS40 | ABS | IVORY, BLACK | 133.65
13 | Wall Mount Bracket | MAP-DS30 | ABS | IVORY, BLACK | 213.84
14 | Wall Mount Bracket | MAM-DS25 |  | Steel | 160.38
15 | Terminal Body Ass'y |  |  |  | 0
16 | Mount Base | MAM-B070C | NYLON6 |  | 105.7617

## 21. LED INDICATORs
*LED INDICATOR PRICE LIST(BUYER)
Part No | Parts Name | Retail price, RUR | Specification | Size | Phase | Voltage | Color | note
701200010001 | M06P-03R | 89.1 | PROTRUDE, R, DC3V | M06 | P | 03 | R | 6mm Protrude Red, DC3V
701200010002 | M06P-03Y | 89.1 | PROTRUDE, Y, DC3V | M06 | P | 03 | Y | 6mm Protrude Yellow, DC3V
701200010003 | M06P-03G | 89.1 | PROTRUDE, G, DC3V | M06 | P | 03 | G | 6mm Protrude Green, DC3V
701200010004 | M06P-12R | 89.1 | PROTRUDE, R, DC12V | M06 | P | 12 | R | 6mm Protrude Red, DC12V
701200010005 | M06P-12Y | 89.1 | PROTRUDE, Y, DC12V | M06 | P | 12 | Y | 6mm Protrude Yellow, DC12V
701200010006 | M06P-12G | 89.1 | PROTRUDE, G, DC12V | M06 | P | 12 | G | 6mm Protrude Green, DC12V
701200010007 | M06P-24R | 89.1 | PROTRUDE, R, DC24V | M06 | P | 24 | R | 6mm Protrude Red, DC24V
701200010008 | M06P-24Y | 89.1 | PROTRUDE, Y, DC24V | M06 | P | 24 | Y | 6mm Protrude Yellow, DC24V
701200010009 | M06P-24G | 89.1 | PROTRUDE, G, DC24V | M06 | P | 24 | G | 6mm Protrude Green, DC24V
701200010010 | M06R-03R | 89.1 | ROUND, R, DC3V | M06 | R | 03 | R | 6mm Round Red, DC3V
701200010011 | M06R-03Y | 89.1 | ROUND, Y, DC3V | M06 | R | 03 | Y | 6mm Round Yellow, DC3V
701200010012 | M06R-03G | 89.1 | ROUND, G, DC3V | M06 | R | 03 | G | 6mm Round Green, DC3V
701200010013 | M06R-12R | 89.1 | ROUND, R, DC12V | M06 | R | 12 | R | 6mm Round Red, DC12V
701200010014 | M06R-12Y | 89.1 | ROUND, Y, DC12V | M06 | R | 12 | Y | 6mm Round Yellow, DC12V
701200010015 | M06R-12G | 89.1 | ROUND, G, DC12V | M06 | R | 12 | G | 6mm Round Green, DC12V
701200010016 | M06R-24R | 89.1 | ROUND, R, DC24V | M06 | R | 24 | R | 6mm Round Red, DC24V
701200010017 | M06R-24Y | 89.1 | ROUND, Y, DC24V | M06 | R | 24 | Y | 6mm Round Yellow, DC24V
701200010018 | M06R-24G | 89.1 | ROUND, G, DC24V | M06 | R | 24 | G | 6mm Round Green, DC24V
701200010019 | H06F-03R | 115.83 | FLAT, HIGH BRIGHT, R, DC3V | H06 | F | 03 | R | 6mm Flat High Bright Red, DC3V
701200010020 | H06F-03Y | 115.83 | FLAT, HIGH BRIGHT, Y, DC3V | H06 | F | 03 | Y | 6mm Flat High Bright Yellow, DC3V
701200010021 | H06F-03G | 115.83 | FLAT, HIGH BRIGHT, G, DC3V | H06 | F | 03 | G | 6mm Flat High Bright Green, DC3V
701200010022 | H06F-03B | 115.83 | FLAT, HIGH BRIGHT, B, DC3V | H06 | F | 03 | B | 6mm Flat High Bright Blue, DC3V
701200010023 | H06F-03W | 115.83 | FLAT, HIGH BRIGHT, W, DC3V | H06 | F | 03 | W | 6mm Flat High Bright White, DC3V
701200010024 | H06F-12R | 115.83 | FLAT, HIGH BRIGHT, R, DC12V | H06 | F | 12 | R | 6mm Flat High Bright Red, DC12V
701200010025 | H06F-12Y | 115.83 | FLAT, HIGH BRIGHT, Y, DC12V | H06 | F | 12 | Y | 6mm Flat High Bright Yellow, DC12V
701200010026 | H06F-12G | 115.83 | FLAT, HIGH BRIGHT, G, DC12V | H06 | F | 12 | G | 6mm Flat High Bright Green, DC12V
701200010027 | H06F-12B | 115.83 | FLAT, HIGH BRIGHT, B, DC12V | H06 | F | 12 | B | 6mm Flat High Bright Blue, DC12V
701200010028 | H06F-12W | 115.83 | FLAT, HIGH BRIGHT, W, DC12V | H06 | F | 12 | W | 6mm Flat High Bright White, DC12V
701200010029 | H06F-24R | 115.83 | FLAT, HIGH BRIGHT, R, DC24V | H06 | F | 24 | R | 6mm Flat High Bright Red, DC24V
701200010030 | H06F-24Y | 115.83 | FLAT, HIGH BRIGHT, Y, DC24V | H06 | F | 24 | Y | 6mm Flat High Bright Yellow, DC24V
701200010031 | H06F-24G | 115.83 | FLAT, HIGH BRIGHT, G, DC24V | H06 | F | 24 | G | 6mm Flat High Bright Green, DC24V
701200010032 | H06F-24B | 115.83 | FLAT, HIGH BRIGHT, B, DC24V | H06 | F | 24 | B | 6mm Flat High Bright Blue, DC24V
701200010033 | H06F-24W | 115.83 | FLAT, HIGH BRIGHT, W, DC24V | H06 | F | 24 | W | 6mm Flat High Bright White, DC24V
701200010034 | M08P-03R | 98.01 | PROTRUDE, R, DC3V | M08 | P | 03 | R | 8mm Protrude Red, DC3V
701200010035 | M08P-03Y | 98.01 | PROTRUDE, Y, DC3V | M08 | P | 03 | Y | 8mm Protrude Yellow, DC3V
701200010036 | M08P-03G | 98.01 | PROTRUDE, G, DC3V | M08 | P | 03 | G | 8mm Protrude Green, DC3V
701200010037 | M08P-12R | 98.01 | PROTRUDE, R, DC12V | M08 | P | 12 | R | 8mm Protrude Red, DC12V
701200010038 | M08P-12Y | 98.01 | PROTRUDE, Y, DC12V | M08 | P | 12 | Y | 8mm Protrude Yellow, DC12V
701200010039 | M08P-12G | 98.01 | PROTRUDE, G, DC12V | M08 | P | 12 | G | 8mm Protrude Green, DC12V
701200010040 | M08P-24R | 98.01 | PROTRUDE, R, DC24V | M08 | P | 24 | R | 8mm Protrude Red, DC24V
701200010041 | M08P-24Y | 98.01 | PROTRUDE, Y, DC24V | M08 | P | 24 | Y | 8mm Protrude Yellow, DC24V
701200010042 | M08P-24G | 98.01 | PROTRUDE, G, DC24V | M08 | P | 24 | G | 8mm Protrude Green, DC24V
701200010043 | M08P-10R | 98.01 | PROTRUDE, R, AC110V | M08 | P | 10 | R | 8mm Protrude Red, AC110V
701200010044 | M08P-10Y | 98.01 | PROTRUDE, Y, AC110V | M08 | P | 10 | Y | 8mm Protrude Yellow, AC110V
701200010045 | M08P-10G | 98.01 | PROTRUDE, G, AC110V | M08 | P | 10 | G | 8mm Protrude Green, AC110V
701200010046 | M08P-20R | 98.01 | PROTRUDE, R, AC220V | M08 | P | 20 | R | 8mm Protrude Red, AC220V
701200010047 | M08P-20Y | 98.01 | PROTRUDE, Y, AC220V | M08 | P | 20 | Y | 8mm Protrude Yellow, AC220V
701200010048 | M08P-20G | 98.01 | PROTRUDE, G, AC220V | M08 | P | 20 | G | 8mm Protrude Green, AC220V
701200010049 | M08R-03R | 98.01 | ROUND, R, DC3V | M08 | R | 03 | R | 8mm Round Red, DC3V
701200010050 | M08R-03Y | 98.01 | ROUND, Y, DC3V | M08 | R | 03 | Y | 8mm Round Yellow, DC3V
701200010051 | M08R-03G | 98.01 | ROUND, G, DC3V | M08 | R | 03 | G | 8mm Round Green, DC3V
701200010052 | M08R-12R | 98.01 | ROUND, R, DC12V | M08 | R | 12 | R | 8mm Round Red, DC12V
701200010053 | M08R-12Y | 98.01 | ROUND, Y, DC12V | M08 | R | 12 | Y | 8mm Round Yellow, DC12V
701200010054 | M08R-12G | 98.01 | ROUND, G, DC12V | M08 | R | 12 | G | 8mm Round Green, DC12V
701200010055 | M08R-24R | 98.01 | ROUND, R, DC24V | M08 | R | 24 | R | 8mm Round Red, DC24V
701200010056 | M08R-24Y | 98.01 | ROUND, Y, DC24V | M08 | R | 24 | Y | 8mm Round Yellow, DC24V
701200010057 | M08R-24G | 98.01 | ROUND, G, DC24V | M08 | R | 24 | G | 8mm Round Green, DC24V
701200010058 | M08R-10R | 98.01 | ROUND, R, AC110V | M08 | R | 10 | R | 8mm Round Red, AC110V
701200010059 | M08R-10Y | 98.01 | ROUND, Y, AC110V | M08 | R | 10 | Y | 8mm Round Yellow, AC110V
701200010060 | M08R-10G | 98.01 | ROUND, G, AC110V | M08 | R | 10 | G | 8mm Round Green, AC110V
701200010061 | M08R-20R | 98.01 | ROUND, R, AC220V | M08 | R | 20 | R | 8mm Round Red, AC220V
701200010062 | M08R-20Y | 98.01 | ROUND, Y, AC220V | M08 | R | 20 | Y | 8mm Round Yellow, AC220V
701200010063 | M08R-20G | 98.01 | ROUND, G, AC220V | M08 | R | 20 | G | 8mm Round Green, AC220V
701200010064 | H08F-03R | 160.38 | FLAT, HIGH BRIGHT, R, DC3V | H08 | F | 03 | R | 8mm Flat High Bright Red, DC3V
701200010065 | H08F-03Y | 160.38 | FLAT, HIGH BRIGHT, Y, DC3V | H08 | F | 03 | Y | 8mm Flat High Bright Yellow, DC3V
701200010066 | H08F-03G | 160.38 | FLAT, HIGH BRIGHT, G, DC3V | H08 | F | 03 | G | 8mm Flat High Bright Green, DC3V
701200010067 | H08F-03B | 160.38 | FLAT, HIGH BRIGHT, B, DC3V | H08 | F | 03 | B | 8mm Flat High Bright Blue, DC3V
701200010068 | H08F-03W | 160.38 | FLAT, HIGH BRIGHT, W, DC3V | H08 | F | 03 | W | 8mm Flat High Bright White, DC3V
701200010069 | H08F-12R | 160.38 | FLAT, HIGH BRIGHT, R, DC12V | H08 | F | 12 | R | 8mm Flat High Bright Red, DC12V
701200010070 | H08F-12Y | 160.38 | FLAT, HIGH BRIGHT, Y, DC12V | H08 | F | 12 | Y | 8mm Flat High Bright Yellow, DC12V
701200010071 | H08F-12G | 160.38 | FLAT, HIGH BRIGHT, G, DC12V | H08 | F | 12 | G | 8mm Flat High Bright Green, DC12V
701200010072 | H08F-12B | 160.38 | FLAT, HIGH BRIGHT, B, DC12V | H08 | F | 12 | B | 8mm Flat High Bright Blue, DC12V
701200010073 | H08F-12W | 160.38 | FLAT, HIGH BRIGHT, W, DC12V | H08 | F | 12 | W | 8mm Flat High Bright White, DC12V
701200010074 | H08F-24R | 160.38 | FLAT, HIGH BRIGHT, R, DC24V | H08 | F | 24 | R | 8mm Flat High Bright Red, DC24V
701200010075 | H08F-24Y | 160.38 | FLAT, HIGH BRIGHT, Y, DC24V | H08 | F | 24 | Y | 8mm Flat High Bright Yellow, DC24V
701200010076 | H08F-24G | 160.38 | FLAT, HIGH BRIGHT, G, DC24V | H08 | F | 24 | G | 8mm Flat High Bright Green, DC24V
701200010077 | H08F-24B | 160.38 | FLAT, HIGH BRIGHT, B, DC24V | H08 | F | 24 | B | 8mm Flat High Bright Blue, DC24V
701200010078 | H08F-24W | 160.38 | FLAT, HIGH BRIGHT, W, DC24V | H08 | F | 24 | W | 8mm Flat High Bright White, DC24V
701200010079 | H08F-10R | 160.38 | FLAT, HIGH BRIGHT, R, AC110V | H08 | F | 10 | R | 8mm Flat High Bright Red, AC110V
701200010080 | H08F-10Y | 160.38 | FLAT, HIGH BRIGHT, Y, AC110V | H08 | F | 10 | Y | 8mm Flat High Bright Yellow, AC110V
701200010081 | H08F-10G | 160.38 | FLAT, HIGH BRIGHT, G, AC110V | H08 | F | 10 | G | 8mm Flat High Bright Green, AC110V
701200010082 | H08F-10B | 160.38 | FLAT, HIGH BRIGHT, B, AC110V | H08 | F | 10 | B | 8mm Flat High Bright Blue, AC110V
701200010083 | H08F-10W | 160.38 | FLAT, HIGH BRIGHT, W, AC110V | H08 | F | 10 | W | 8mm Flat High Bright White, AC110V
701200010084 | H08F-20R | 160.38 | FLAT, HIGH BRIGHT, R, AC220V | H08 | F | 20 | R | 8mm Flat High Bright Red, AC220V
701200010085 | H08F-20Y | 160.38 | FLAT, HIGH BRIGHT, Y, AC220V | H08 | F | 20 | Y | 8mm Flat High Bright Yellow, AC220V
701200010086 | H08F-20G | 160.38 | FLAT, HIGH BRIGHT, G, AC220V | H08 | F | 20 | G | 8mm Flat High Bright Green, AC220V
701200010087 | H08F-20B | 160.38 | FLAT, HIGH BRIGHT, B, AC220V | H08 | F | 20 | B | 8mm Flat High Bright Blue, AC220V
701200010088 | H08F-20W | 160.38 | FLAT, HIGH BRIGHT, W, AC220V | H08 | F | 20 | W | 8mm Flat High Bright White, AC220V
701200010089 | M10P-03R | 115.83 | PROTRUDE, R, DC3V | M10 | P | 03 | R | 10mm Protrude Red, DC3V
701200010090 | M10P-03Y | 115.83 | PROTRUDE, Y, DC3V | M10 | P | 03 | Y | 10mm Protrude Yellow, DC3V
701200010091 | M10P-03G | 115.83 | PROTRUDE, G, DC3V | M10 | P | 03 | G | 10mm Protrude Green, DC3V
701200010092 | M10P-12R | 115.83 | PROTRUDE, R, DC12V | M10 | P | 12 | R | 10mm Protrude Red, DC12V
701200010093 | M10P-12Y | 115.83 | PROTRUDE, Y, DC12V | M10 | P | 12 | Y | 10mm Protrude Yellow, DC12V
701200010094 | M10P-12G | 115.83 | PROTRUDE, G, DC12V | M10 | P | 12 | G | 10mm Protrude Green, DC12V
701200010095 | M10P-24R | 115.83 | PROTRUDE, R, DC24V | M10 | P | 24 | R | 10mm Protrude Red, DC24V
701200010096 | M10P-24Y | 115.83 | PROTRUDE, Y, DC24V | M10 | P | 24 | Y | 10mm Protrude Yellow, DC24V
701200010097 | M10P-24G | 115.83 | PROTRUDE, G, DC24V | M10 | P | 24 | G | 10mm Protrude Green, DC24V
701200010098 | M10P-10R | 115.83 | PROTRUDE, R, AC110V | M10 | P | 10 | R | 10mm Protrude Red, AC110V
701200010099 | M10P-10Y | 115.83 | PROTRUDE, Y, AC110V | M10 | P | 10 | Y | 10mm Protrude Yellow, AC110V
701200010100 | M10P-10G | 115.83 | PROTRUDE, G, AC110V | M10 | P | 10 | G | 10mm Protrude Green, AC110V
701200010101 | M10P-20R | 115.83 | PROTRUDE, R, AC220V | M10 | P | 20 | R | 10mm Protrude Red, AC220V
701200010102 | M10P-20Y | 115.83 | PROTRUDE, Y, AC220V | M10 | P | 20 | Y | 10mm Protrude Yellow, AC220V
701200010103 | M10P-20G | 115.83 | PROTRUDE, G, AC220V | M10 | P | 20 | G | 10mm Protrude Green, AC220V
701200010104 | M10R-03R | 115.83 | ROUND, R, DC3V | M10 | R | 03 | R | 10mm Round Red, DC3V
701200010105 | M10R-03Y | 115.83 | ROUND, Y, DC3V | M10 | R | 03 | Y | 10mm Round Yellow, DC3V
701200010106 | M10R-03G | 115.83 | ROUND, G, DC3V | M10 | R | 03 | G | 10mm Round Green, DC3V
701200010107 | M10R-12R | 115.83 | ROUND, R, DC12V | M10 | R | 12 | R | 10mm Round Red, DC12V
701200010108 | M10R-12Y | 115.83 | ROUND, Y, DC12V | M10 | R | 12 | Y | 10mm Round Yellow, DC12V
701200010109 | M10R-12G | 115.83 | ROUND, G, DC12V | M10 | R | 12 | G | 10mm Round Green, DC12V
701200010110 | M10R-24R | 115.83 | ROUND, R, DC24V | M10 | R | 24 | R | 10mm Round Red, DC24V
701200010111 | M10R-24Y | 115.83 | ROUND, Y, DC24V | M10 | R | 24 | Y | 10mm Round Yellow, DC24V
701200010112 | M10R-24G | 115.83 | ROUND, G, DC24V | M10 | R | 24 | G | 10mm Round Green, DC24V
701200010113 | M10R-10R | 115.83 | ROUND, R, AC110V | M10 | R | 10 | R | 10mm Round Red, AC110V
701200010114 | M10R-10Y | 115.83 | ROUND, Y, AC110V | M10 | R | 10 | Y | 10mm Round Yellow, AC110V
701200010115 | M10R-10G | 115.83 | ROUND, G, AC110V | M10 | R | 10 | G | 10mm Round Green, AC110V
701200010116 | M10R-20R | 115.83 | ROUND, R, AC220V | M10 | R | 20 | R | 10mm Round Red, AC220V
701200010117 | M10R-20Y | 115.83 | ROUND, Y, AC220V | M10 | R | 20 | Y | 10mm Round Yellow, AC220V
701200010118 | M10R-20G | 115.83 | ROUND, G, AC220V | M10 | R | 20 | G | 10mm Round Green, AC220V
701200010119 | H10F-03R | 178.2 | FLAT, HIGH BRIGHT, R, DC3V | H10 | F | 03 | R | 10mm Flat High Bright Red, DC3V
701200010120 | H10F-03Y | 178.2 | FLAT, HIGH BRIGHT, Y, DC3V | H10 | F | 03 | Y | 10mm Flat High Bright Yellow, DC3V
701200010121 | H10F-03G | 178.2 | FLAT, HIGH BRIGHT, G, DC3V | H10 | F | 03 | G | 10mm Flat High Bright Green, DC3V
701200010122 | H10F-03B | 178.2 | FLAT, HIGH BRIGHT, B, DC3V | H10 | F | 03 | B | 10mm Flat High Bright Blue, DC3V
701200010123 | H10F-03W | 178.2 | FLAT, HIGH BRIGHT, W, DC3V | H10 | F | 03 | W | 10mm Flat High Bright White, DC3V
701200010124 | H10F-12R | 178.2 | FLAT, HIGH BRIGHT, R, DC12V | H10 | F | 12 | R | 10mm Flat High Bright Red, DC12V
701200010125 | H10F-12Y | 178.2 | FLAT, HIGH BRIGHT, Y, DC12V | H10 | F | 12 | Y | 10mm Flat High Bright Yellow, DC12V
701200010126 | H10F-12G | 178.2 | FLAT, HIGH BRIGHT, G, DC12V | H10 | F | 12 | G | 10mm Flat High Bright Green, DC12V
701200010127 | H10F-12B | 178.2 | FLAT, HIGH BRIGHT, B, DC12V | H10 | F | 12 | B | 10mm Flat High Bright Blue, DC12V
701200010128 | H10F-12W | 178.2 | FLAT, HIGH BRIGHT, W, DC12V | H10 | F | 12 | W | 10mm Flat High Bright White, DC12V
701200010129 | H10F-24R | 178.2 | FLAT, HIGH BRIGHT, R, DC24V | H10 | F | 24 | R | 10mm Flat High Bright Red, DC24V
701200010130 | H10F-24Y | 178.2 | FLAT, HIGH BRIGHT, Y, DC24V | H10 | F | 24 | Y | 10mm Flat High Bright Yellow, DC24V
701200010131 | H10F-24G | 178.2 | FLAT, HIGH BRIGHT, G, DC24V | H10 | F | 24 | G | 10mm Flat High Bright Green, DC24V
701200010132 | H10F-24B | 178.2 | FLAT, HIGH BRIGHT, B, DC24V | H10 | F | 24 | B | 10mm Flat High Bright Blue, DC24V
701200010133 | H10F-24W | 178.2 | FLAT, HIGH BRIGHT, W, DC24V | H10 | F | 24 | W | 10mm Flat High Bright White, DC24V
701200010134 | H10F-10R | 178.2 | FLAT, HIGH BRIGHT, R, AC110V | H10 | F | 10 | R | 10mm Flat High Bright Red, AC110V
701200010135 | H10F-10Y | 178.2 | FLAT, HIGH BRIGHT, Y, AC110V | H10 | F | 10 | Y | 10mm Flat High Bright Yellow, AC110V
701200010136 | H10F-10G | 178.2 | FLAT, HIGH BRIGHT, G, AC110V | H10 | F | 10 | G | 10mm Flat High Bright Green, AC110V
701200010137 | H10F-10B | 178.2 | FLAT, HIGH BRIGHT, B, AC110V | H10 | F | 10 | B | 10mm Flat High Bright Blue, AC110V
701200010138 | H10F-10W | 178.2 | FLAT, HIGH BRIGHT, W, AC110V | H10 | F | 10 | W | 10mm Flat High Bright White, AC110V
701200010139 | H10F-20R | 178.2 | FLAT, HIGH BRIGHT, R, AC220V | H10 | F | 20 | R | 10mm Flat High Bright Red, AC220V
701200010140 | H10F-20Y | 178.2 | FLAT, HIGH BRIGHT, Y, AC220V | H10 | F | 20 | Y | 10mm Flat High Bright Yellow, AC220V
701200010141 | H10F-20G | 178.2 | FLAT, HIGH BRIGHT, G, AC220V | H10 | F | 20 | G | 10mm Flat High Bright Green, AC220V
701200010142 | H10F-20B | 178.2 | FLAT, HIGH BRIGHT, B, AC220V | H10 | F | 20 | B | 10mm Flat High Bright Blue, AC220V
701200010143 | H10F-20W | 178.2 | FLAT, HIGH BRIGHT, W, AC220V | H10 | F | 20 | W | 10mm Flat High Bright White, AC220V
701200010144 | M12P-03R | 142.56 | PROTRUDE, R, DC3V | M12 | P | 03 | R | 12mm Protrude Red, DC3V
701200010145 | M12P-03Y | 142.56 | PROTRUDE, Y, DC3V | M12 | P | 03 | Y | 12mm Protrude Yellow, DC3V
701200010146 | M12P-03G | 142.56 | PROTRUDE, G, DC3V | M12 | P | 03 | G | 12mm Protrude Green, DC3V
701200010147 | M12P-12R | 142.56 | PROTRUDE, R, DC12V | M12 | P | 12 | R | 12mm Protrude Red, DC12V
701200010148 | M12P-12Y | 142.56 | PROTRUDE, Y, DC12V | M12 | P | 12 | Y | 12mm Protrude Yellow, DC12V
701200010149 | M12P-12G | 142.56 | PROTRUDE, G, DC12V | M12 | P | 12 | G | 12mm Protrude Green, DC12V
701200010150 | M12P-24R | 142.56 | PROTRUDE, R, DC24V | M12 | P | 24 | R | 12mm Protrude Red, DC24V
701200010151 | M12P-24Y | 142.56 | PROTRUDE, Y, DC24V | M12 | P | 24 | Y | 12mm Protrude Yellow, DC24V
701200010152 | M12P-24G | 142.56 | PROTRUDE, G, DC24V | M12 | P | 24 | G | 12mm Protrude Green, DC24V
701200010153 | M12P-10R | 142.56 | PROTRUDE, R, AC110V | M12 | P | 10 | R | 12mm Protrude Red, AC110V
701200010154 | M12P-10Y | 142.56 | PROTRUDE, Y, AC110V | M12 | P | 10 | Y | 12mm Protrude Yellow, AC110V
701200010155 | M12P-10G | 142.56 | PROTRUDE, G, AC110V | M12 | P | 10 | G | 12mm Protrude Green, AC110V
701200010156 | M12P-20R | 142.56 | PROTRUDE, R, AC220V | M12 | P | 20 | R | 12mm Protrude Red, AC220V
701200010157 | M12P-20Y | 142.56 | PROTRUDE, Y, AC220V | M12 | P | 20 | Y | 12mm Protrude Yellow, AC220V
701200010158 | M12P-20G | 142.56 | PROTRUDE, G, AC220V | M12 | P | 20 | G | 12mm Protrude Green, AC220V
701200010159 | M12R-03R | 142.56 | ROUND, R, DC3V | M12 | R | 03 | R | 12mm Round Red, DC3V
701200010160 | M12R-03Y | 142.56 | ROUND, Y, DC3V | M12 | R | 03 | Y | 12mm Round Yellow, DC3V
701200010161 | M12R-03G | 142.56 | ROUND, G, DC3V | M12 | R | 03 | G | 12mm Round Green, DC3V
701200010162 | M12R-12R | 142.56 | ROUND, R, DC12V | M12 | R | 12 | R | 12mm Round Red, DC12V
701200010163 | M12R-12Y | 142.56 | ROUND, Y, DC12V | M12 | R | 12 | Y | 12mm Round Yellow, DC12V
701200010164 | M12R-12G | 142.56 | ROUND, G, DC12V | M12 | R | 12 | G | 12mm Round Green, DC12V
701200010165 | M12R-24R | 142.56 | ROUND, R, DC24V | M12 | R | 24 | R | 12mm Round Red, DC24V
701200010166 | M12R-24Y | 142.56 | ROUND, Y, DC24V | M12 | R | 24 | Y | 12mm Round Yellow, DC24V
701200010167 | M12R-24G | 142.56 | ROUND, G, DC24V | M12 | R | 24 | G | 12mm Round Green, DC24V
701200010168 | M12R-10R | 142.56 | ROUND, R, AC110V | M12 | R | 10 | R | 12mm Round Red, AC110V
701200010169 | M12R-10Y | 142.56 | ROUND, Y, AC110V | M12 | R | 10 | Y | 12mm Round Yellow, AC110V
701200010170 | M12R-10G | 142.56 | ROUND, G, AC110V | M12 | R | 10 | G | 12mm Round Green, AC110V
701200010171 | M12R-20R | 142.56 | ROUND, R, AC220V | M12 | R | 20 | R | 12mm Round Red, AC220V
701200010172 | M12R-20Y | 142.56 | ROUND, Y, AC220V | M12 | R | 20 | Y | 12mm Round Yellow, AC220V
701200010173 | M12R-20G | 142.56 | ROUND, G, AC220V | M12 | R | 20 | G | 12mm Round Green, AC220V
701200010174 | H12F-03R | 196.02 | FLAT, HIGH BRIGHT, R, DC3V | H12 | F | 03 | R | 12mm Flat High Bright Red, DC3V
701200010175 | H12F-03Y | 196.02 | FLAT, HIGH BRIGHT, Y, DC3V | H12 | F | 03 | Y | 12mm Flat High Bright Yellow, DC3V
701200010176 | H12F-03G | 196.02 | FLAT, HIGH BRIGHT, G, DC3V | H12 | F | 03 | G | 12mm Flat High Bright Green, DC3V
701200010177 | H12F-03B | 196.02 | FLAT, HIGH BRIGHT, B, DC3V | H12 | F | 03 | B | 12mm Flat High Bright Blue, DC3V
701200010178 | H12F-03W | 196.02 | FLAT, HIGH BRIGHT, W, DC3V | H12 | F | 03 | W | 12mm Flat High Bright White, DC3V
701200010179 | H12F-12R | 196.02 | FLAT, HIGH BRIGHT, R, DC12V | H12 | F | 12 | R | 12mm Flat High Bright Red, DC12V
701200010180 | H12F-12Y | 196.02 | FLAT, HIGH BRIGHT, Y, DC12V | H12 | F | 12 | Y | 12mm Flat High Bright Yellow, DC12V
701200010181 | H12F-12G | 196.02 | FLAT, HIGH BRIGHT, G, DC12V | H12 | F | 12 | G | 12mm Flat High Bright Green, DC12V
701200010182 | H12F-12B | 196.02 | FLAT, HIGH BRIGHT, B, DC12V | H12 | F | 12 | B | 12mm Flat High Bright Blue, DC12V
701200010183 | H12F-12W | 196.02 | FLAT, HIGH BRIGHT, W, DC12V | H12 | F | 12 | W | 12mm Flat High Bright White, DC12V
701200010184 | H12F-24R | 196.02 | FLAT, HIGH BRIGHT, R, DC24V | H12 | F | 24 | R | 12mm Flat High Bright Red, DC24V
701200010185 | H12F-24Y | 196.02 | FLAT, HIGH BRIGHT, Y, DC24V | H12 | F | 24 | Y | 12mm Flat High Bright Yellow, DC24V
701200010186 | H12F-24G | 196.02 | FLAT, HIGH BRIGHT, G, DC24V | H12 | F | 24 | G | 12mm Flat High Bright Green, DC24V
701200010187 | H12F-24B | 196.02 | FLAT, HIGH BRIGHT, B, DC24V | H12 | F | 24 | B | 12mm Flat High Bright Blue, DC24V
701200010188 | H12F-24W | 196.02 | FLAT, HIGH BRIGHT, W, DC24V | H12 | F | 24 | W | 12mm Flat High Bright White, DC24V
701200010189 | H12F-10R | 196.02 | FLAT, HIGH BRIGHT, R, AC110V | H12 | F | 10 | R | 12mm Flat High Bright Red, AC110V
701200010190 | H12F-10Y | 196.02 | FLAT, HIGH BRIGHT, Y, AC110V | H12 | F | 10 | Y | 12mm Flat High Bright Yellow, AC110V
701200010191 | H12F-10G | 196.02 | FLAT, HIGH BRIGHT, G, AC110V | H12 | F | 10 | G | 12mm Flat High Bright Green, AC110V
701200010192 | H12F-10B | 196.02 | FLAT, HIGH BRIGHT, B, AC110V | H12 | F | 10 | B | 12mm Flat High Bright Blue, AC110V
701200010193 | H12F-10W | 196.02 | FLAT, HIGH BRIGHT, W, AC110V | H12 | F | 10 | W | 12mm Flat High Bright White, AC110V
701200010194 | H12F-20R | 196.02 | FLAT, HIGH BRIGHT, R, AC220V | H12 | F | 20 | R | 12mm Flat High Bright Red, AC220V
701200010195 | H12F-20Y | 196.02 | FLAT, HIGH BRIGHT, Y, AC220V | H12 | F | 20 | Y | 12mm Flat High Bright Yellow, AC220V
701200010196 | H12F-20G | 196.02 | FLAT, HIGH BRIGHT, G, AC220V | H12 | F | 20 | G | 12mm Flat High Bright Green, AC220V
701200010197 | H12F-20B | 196.02 | FLAT, HIGH BRIGHT, B, AC220V | H12 | F | 20 | B | 12mm Flat High Bright Blue, AC220V
701200010198 | H12F-20W | 196.02 | FLAT, HIGH BRIGHT, W, AC220V | H12 | F | 20 | W | 12mm Flat High Bright White, AC220V
701200010199 | M16P-03R | 213.84 | PROTRUDE, R, DC3V | M16 | P | 03 | R | 16mm Protrude Red, DC3V
701200010200 | M16P-03Y | 213.84 | PROTRUDE, Y, DC3V | M16 | P | 03 | Y | 16mm Protrude Yellow, DC3V
701200010201 | M16P-03G | 213.84 | PROTRUDE, G, DC3V | M16 | P | 03 | G | 16mm Protrude Green, DC3V
701200010202 | M16P-12R | 213.84 | PROTRUDE, R, DC12V | M16 | P | 12 | R | 16mm Protrude Red, DC12V
701200010203 | M16P-12Y | 213.84 | PROTRUDE, Y, DC12V | M16 | P | 12 | Y | 16mm Protrude Yellow, DC12V
701200010204 | M16P-12G | 213.84 | PROTRUDE, G, DC12V | M16 | P | 12 | G | 16mm Protrude Green, DC12V
701200010205 | M16P-24R | 213.84 | PROTRUDE, R, DC24V | M16 | P | 24 | R | 16mm Protrude Red, DC24V
701200010206 | M16P-24Y | 213.84 | PROTRUDE, Y, DC24V | M16 | P | 24 | Y | 16mm Protrude Yellow, DC24V
701200010207 | M16P-24G | 213.84 | PROTRUDE, G, DC24V | M16 | P | 24 | G | 16mm Protrude Green, DC24V
701200010208 | M16P-10R | 213.84 | PROTRUDE, R, AC110V | M16 | P | 10 | R | 16mm Protrude Red, AC110V
701200010209 | M16P-10Y | 213.84 | PROTRUDE, Y, AC110V | M16 | P | 10 | Y | 16mm Protrude Yellow, AC110V
701200010210 | M16P-10G | 213.84 | PROTRUDE, G, AC110V | M16 | P | 10 | G | 16mm Protrude Green, AC110V
701200010211 | M16P-20R | 213.84 | PROTRUDE, R, AC220V | M16 | P | 20 | R | 16mm Protrude Red, AC220V
701200010212 | M16P-20Y | 213.84 | PROTRUDE, Y, AC220V | M16 | P | 20 | Y | 16mm Protrude Yellow, AC220V
701200010213 | M16P-20G | 213.84 | PROTRUDE, G, AC220V | M16 | P | 20 | G | 16mm Protrude Green, AC220V
701200010214 | M16R-03R | 213.84 | ROUND, R, DC3V | M16 | R | 03 | R | 16mm Round Red, DC3V
701200010215 | M16R-03Y | 213.84 | ROUND, Y, DC3V | M16 | R | 03 | Y | 16mm Round Yellow, DC3V
701200010216 | M16R-03G | 213.84 | ROUND, G, DC3V | M16 | R | 03 | G | 16mm Round Green, DC3V
701200010217 | M16R-12R | 213.84 | ROUND, R, DC12V | M16 | R | 12 | R | 16mm Round Red, DC12V
701200010218 | M16R-12Y | 213.84 | ROUND, Y, DC12V | M16 | R | 12 | Y | 16mm Round Yellow, DC12V
701200010219 | M16R-12G | 213.84 | ROUND, G, DC12V | M16 | R | 12 | G | 16mm Round Green, DC12V
701200010220 | M16R-24R | 213.84 | ROUND, R, DC24V | M16 | R | 24 | R | 16mm Round Red, DC24V
701200010221 | M16R-24Y | 213.84 | ROUND, Y, DC24V | M16 | R | 24 | Y | 16mm Round Yellow, DC24V
701200010222 | M16R-24G | 213.84 | ROUND, G, DC24V | M16 | R | 24 | G | 16mm Round Green, DC24V
701200010223 | M16R-10R | 213.84 | ROUND, R, AC110V | M16 | R | 10 | R | 16mm Round Red, AC110V
701200010224 | M16R-10Y | 213.84 | ROUND, Y, AC110V | M16 | R | 10 | Y | 16mm Round Yellow, AC110V
701200010225 | M16R-10G | 213.84 | ROUND, G, AC110V | M16 | R | 10 | G | 16mm Round Green, AC110V
701200010226 | M16R-20R | 213.84 | ROUND, R, AC220V | M16 | R | 20 | R | 16mm Round Red, AC220V
701200010227 | M16R-20Y | 213.84 | ROUND, Y, AC220V | M16 | R | 20 | Y | 16mm Round Yellow, AC220V
701200010228 | M16R-20G | 213.84 | ROUND, G, AC220V | M16 | R | 20 | G | 16mm Round Green, AC220V
701200010229 | H16F-03R | 267.3 | FLAT, HIGH BRIGHT, R, DC3V | H16 | F | 03 | R | 16mm Flat High Bright Red, DC3V
701200010230 | H16F-03Y | 267.3 | FLAT, HIGH BRIGHT, Y, DC3V | H16 | F | 03 | Y | 16mm Flat High Bright Yellow, DC3V
701200010231 | H16F-03G | 267.3 | FLAT, HIGH BRIGHT, G, DC3V | H16 | F | 03 | G | 16mm Flat High Bright Green, DC3V
701200010232 | H16F-03B | 267.3 | FLAT, HIGH BRIGHT, B, DC3V | H16 | F | 03 | B | 16mm Flat High Bright Blue, DC3V
701200010233 | H16F-03W | 267.3 | FLAT, HIGH BRIGHT, W, DC3V | H16 | F | 03 | W | 16mm Flat High Bright White, DC3V
701200010234 | H16F-12R | 267.3 | FLAT, HIGH BRIGHT, R, DC12V | H16 | F | 12 | R | 16mm Flat High Bright Red, DC12V
701200010235 | H16F-12Y | 267.3 | FLAT, HIGH BRIGHT, Y, DC12V | H16 | F | 12 | Y | 16mm Flat High Bright Yellow, DC12V
701200010236 | H16F-12G | 267.3 | FLAT, HIGH BRIGHT, G, DC12V | H16 | F | 12 | G | 16mm Flat High Bright Green, DC12V
701200010237 | H16F-12B | 267.3 | FLAT, HIGH BRIGHT, B, DC12V | H16 | F | 12 | B | 16mm Flat High Bright Blue, DC12V
701200010238 | H16F-12W | 267.3 | FLAT, HIGH BRIGHT, W, DC12V | H16 | F | 12 | W | 16mm Flat High Bright White, DC12V
701200010239 | H16F-24R | 267.3 | FLAT, HIGH BRIGHT, R, DC24V | H16 | F | 24 | R | 16mm Flat High Bright Red, DC24V
701200010240 | H16F-24Y | 267.3 | FLAT, HIGH BRIGHT, Y, DC24V | H16 | F | 24 | Y | 16mm Flat High Bright Yellow, DC24V
701200010241 | H16F-24G | 267.3 | FLAT, HIGH BRIGHT, G, DC24V | H16 | F | 24 | G | 16mm Flat High Bright Green, DC24V
701200010242 | H16F-24B | 267.3 | FLAT, HIGH BRIGHT, B, DC24V | H16 | F | 24 | B | 16mm Flat High Bright Blue, DC24V
701200010243 | H16F-24W | 267.3 | FLAT, HIGH BRIGHT, W, DC24V | H16 | F | 24 | W | 16mm Flat High Bright White, DC24V
701200010244 | H16F-10R | 267.3 | FLAT, HIGH BRIGHT, R, AC110V | H16 | F | 10 | R | 16mm Flat High Bright Red, AC110V
701200010245 | H16F-10Y | 267.3 | FLAT, HIGH BRIGHT, Y, AC110V | H16 | F | 10 | Y | 16mm Flat High Bright Yellow, AC110V
701200010246 | H16F-10G | 267.3 | FLAT, HIGH BRIGHT, G, AC110V | H16 | F | 10 | G | 16mm Flat High Bright Green, AC110V
701200010247 | H16F-10B | 267.3 | FLAT, HIGH BRIGHT, B, AC110V | H16 | F | 10 | B | 16mm Flat High Bright Blue, AC110V
701200010248 | H16F-10W | 267.3 | FLAT, HIGH BRIGHT, W, AC110V | H16 | F | 10 | W | 16mm Flat High Bright White, AC110V
701200010249 | H16F-20R | 267.3 | FLAT, HIGH BRIGHT, R, AC220V | H16 | F | 20 | R | 16mm Flat High Bright Red, AC220V
701200010250 | H16F-20Y | 267.3 | FLAT, HIGH BRIGHT, Y, AC220V | H16 | F | 20 | Y | 16mm Flat High Bright Yellow, AC220V
701200010251 | H16F-20G | 267.3 | FLAT, HIGH BRIGHT, G, AC220V | H16 | F | 20 | G | 16mm Flat High Bright Green, AC220V
701200010252 | H16F-20B | 267.3 | FLAT, HIGH BRIGHT, B, AC220V | H16 | F | 20 | B | 16mm Flat High Bright Blue, AC220V
701200010253 | H16F-20W | 267.3 | FLAT, HIGH BRIGHT, W, AC220V | H16 | F | 20 | W | 16mm Flat High Bright White, AC220V
701200010254 | LTC-0100 | 35.64 | CABLE LENGTH=100 |  |  |  |  | cable, L=100mm" 22 awg, 110 connector
701200010255 | LTC-0200 | 44.55 | CABLE LENGTH=200 |  |  |  |  | cable, L=200mm" 22 awg, 110 connector
701200010256 | LTC-0300 | 44.55 | CABLE LENGTH=300 |  |  |  |  | cable, L=300mm 22 awg, 110 connector
701200010257 | LTC-0400 | 44.55 | CABLE LENGTH=400 |  |  |  |  | cable, L=400mm 22 awg, 110 connector
701200010258 | LTC-0500 | 53.46 | CABLE LENGTH=500 |  |  |  |  | cable, L=500mm 22 awg, 110 connector
701200010259 | LTC-1000 | 71.28 | CABLE LENGTH=1000 |  |  |  |  | cable, L=1000mm 22 awg, 110 connector

## 22.Terminal block
I/O terminal blocks & Cables
| ■ Interface Terminal Block |  | AFS SERIES
Артикул | Model | Retail price, RUR | connector type | Number of connectors | Rated Voltage | Terminal Pitch | Remark
- | AFS-H20 | 735.075 | Hirose connector | 20pin | 125VDC, 125VAC 50/60Hz | 7mm
- | AFS-H40 | 848.6775 | Hirose connector | 40pin | 125VDC, 125VAC 50/60Hz | 7mm
| ■ Common Terminal Block |  | ACS SERIES
Артикул | Model | Retail price, RUR | Number of terminals | Common type | Rated Voltage | Terminal Pitch | Remark
- | ACS-20L | 414.315 | 20pcs | Left-Right Common | 125VDC, 125VAC 50/60Hz | 7mm
- | ACS-20T | 414.315 | 20pcs | Top-Bottom Common | 125VDC, 125VAC 50/60Hz | 7mm
- | ACS-40L | 588.06 | 40pcs | Left-Right Common | 125VDC, 125VAC 50/60Hz | 7mm
- | ACS-40T | 588.06 | 40pcs | Top-Bottom Common | 125VDC, 125VAC 50/60Hz | 7mm
| ■ Sensor Connector Terminal Block |  | AFE SERIES
Артикул | Model | Retail price, RUR | connector type | Number of connectors | Number of sensor connectors | power Supply | Remark
- | AFE4-H20-16LF | 1303.0875 | Hirose connector | 20pin | 16pcs | 12-24VDC
- | AFE4-H40-32LF | 2245.32 | Hirose connector | 40pin | 32pcs | 12-24VDC
| ■ Relay Terminal Block |  | ABS SERIES
Артикул | Model | Retail price, RUR | connector type | Relay type | Number of relays | Input logic | Rated Voltage
- | ABS-S04PA-CN | 1436.7375 | Screw | MATSUSHITA PA | 04pcs | Non-COM | 24VDC
- | ABS-S04TN-CN | 1436.7375 | Screw | TAKAMISAWA NYP | 04pcs | Non-COM | 24VDC
- | ABS-H16PA-NN | 4951.7325 | Hirose connector | MATSUSHITA PA | 16pcs | NPN(COM+) | 24VDC
- | ABS-H16PA-PN | 4951.7325 | Hirose connector | MATSUSHITA PA | 16pcs | PNP(COM-) | 24VDC
- | ABS-H16TN-NN | 6335.01 | Hirose connector | TAKAMISAWA NYP | 16pcs | NPN(COM+) | 24VDC
- | ABS-H16TN-PN | 6335.01 | Hirose connector | TAKAMISAWA NYP | 16pcs | PNP(COM-) | 24VDC
- | ABS-H32PA-NN | 6776.055 | Hirose connector | MATSUSHITA PA | 32pcs | NPN(COM+) | 24VDC
- | ABS-H32PA-PN | 6776.055 | Hirose connector | MATSUSHITA PA | 32pcs | PNP(COM-) | 24VDC
- | ABS-H32TN-NN | 8680.5675 | Hirose connector | TAKAMISAWA NYP | 32pcs | NPN(COM+) | 24VDC
- | ABS-H32TN-PN | 8680.5675 | Hirose connector | TAKAMISAWA NYP | 32pcs | PNP(COM-) | 24VDC
| ■ I/O Cable |  | CJ SERIES
Артикул | Model | Retail price, RUR | connector type | The Number of Connecotr pin at PLC | Branch Type | cable length | connection type
- | CJ-HPHP20-V1N010-1ANR | 701.6625 | Hirose Plug - Hirose Plug | 20PIN | x1 None (Non-branch) | 1.0m | +/- Forward
- | CJ-HPHP20-V1N010-1ANL | 701.6625 | Hirose Plug - Hirose Plug | 20PIN | x1 None (Non-branch) | 1.0m | +/- Forward
- | CJ-HPHP20-V1N010-1APR | 701.6625 | Hirose Plug - Hirose Plug | 20PIN | x1 None (Non-branch) | 1.0m | +/- Reverse
- | CJ-HPHP20-V1N010-1BNR | 701.6625 | Hirose Plug - Hirose Plug | 20PIN | x1 None (Non-branch) | 1.0m | +/- Forward
- | CJ-HPHP20-V1N010-1CNR | 701.6625 | Hirose Plug - Hirose Plug | 20PIN | x1 None (Non-branch) | 1.0m | +/- Forward
- | CJ-HPHP20-V1N010-1CNL | 701.6625 | Hirose Plug - Hirose Plug | 20PIN | x1 None (Non-branch) | 1.0m | +/- Forward
- | CJ-HPHP20-V1N010-2ANR | 701.6625 | Hirose Plug - Hirose Plug | 20PIN | x1 None (Non-branch) | 1.0m | +/- Forward
- | CJ-HPHP20-V1N020-1ANR | 848.6775 | Hirose Plug - Hirose Plug | 20PIN | x1 None (Non-branch) | 2.0m | +/- Forward
- | CJ-HPHP20-V1N020-1ANL | 848.6775 | Hirose Plug - Hirose Plug | 20PIN | x1 None (Non-branch) | 2.0m | +/- Forward
- | CJ-HPHP20-V1N020-1APR | 848.6775 | Hirose Plug - Hirose Plug | 20PIN | x1 None (Non-branch) | 2.0m | +/- Reverse
- | CJ-HPHP20-V1N020-1BNR | 848.6775 | Hirose Plug - Hirose Plug | 20PIN | x1 None (Non-branch) | 2.0m | +/- Forward
- | CJ-HPHP20-V1N020-1CNR | 848.6775 | Hirose Plug - Hirose Plug | 20PIN | x1 None (Non-branch) | 2.0m | +/- Forward
- | CJ-HPHP20-V1N020-1CNL | 848.6775 | Hirose Plug - Hirose Plug | 20PIN | x1 None (Non-branch) | 2.0m | +/- Forward
- | CJ-HPHP20-V1N020-2ANR | 848.6775 | Hirose Plug - Hirose Plug | 20PIN | x1 None (Non-branch) | 2.0m | +/- Forward
- | CJ-HPHP40-V1N010-1ANL | 942.2325 | Hirose Plug - Hirose Plug | 40PIN | x1 None (Non-branch) | 1.0m | +/- Forward
- | CJ-HPHP40-V1N010-1APL | 942.2325 | Hirose Plug - Hirose Plug | 40PIN | x1 None (Non-branch) | 1.0m | '+/- Reverse
- | CJ-HPHP40-V1N010-1BNL | 942.2325 | Hirose Plug - Hirose Plug | 40PIN | x1 None (Non-branch) | 1.0m | +/- Forward
- | CJ-HPHP40-V1N010-6ANL | 942.2325 | Hirose Plug - Hirose Plug | 40PIN | x1 None (Non-branch) | 1.0m | +/- Forward
- | CJ-HPHP40-V2S010-1ANL | 1122.66 | Hirose Plug - Hirose Plug | 40PIN | x2 Short | 1.0m | +/- Forward
- | CJ-HPHP40-V2L010-1ANL | 1303.0875 | Hirose Plug - Hirose Plug | 40PIN | x2 Long | 1.0m | +/- Forward
- | CJ-HPHP40-V2S010-1APL | 1122.66 | Hirose Plug - Hirose Plug | 40PIN | x2 Short | 1.0m | +/- Reverse
- | CJ-HPHP40-V2L010-1APL | 1303.0875 | Hirose Plug - Hirose Plug | 40PIN | x2 Long | 1.0m | +/- Reverse
- | CJ-HPHP40-V1N020-1ANL | 1095.93 | Hirose Plug - Hirose Plug | 40PIN | x1 None (Non-branch) | 2.0m | +/- Forward
- | CJ-HPHP40-V1N020-1APL | 1095.93 | Hirose Plug - Hirose Plug | 40PIN | x1 None (Non-branch) | 2.0m | +/- Reverse
- | CJ-HPHP40-V1N020-1BNL | 1095.93 | Hirose Plug - Hirose Plug | 40PIN | x1 None (Non-branch) | 2.0m | +/- Forward
- | CJ-HPHP40-V1N020-6ANL | 1095.93 | Hirose Plug - Hirose Plug | 40PIN | x1 None (Non-branch) | 2.0m | +/- Forward
- | CJ-HPHP40-V2S020-1ANL | 1303.0875 | Hirose Plug - Hirose Plug | 40PIN | x2 Short | 2.0m | +/- Forward
- | CJ-HPHP40-V2L020-1ANL | 1490.1975 | Hirose Plug - Hirose Plug | 40PIN | x2 Long | 2.0m | +/- Forward
- | CJ-HPHP40-V2S020-1APL | 1303.0875 | Hirose Plug - Hirose Plug | 40PIN | x2 Short | 2.0m | +/- Reverse
- | CJ-HPHP40-V2L020-1APL | 1490.1975 | Hirose Plug - Hirose Plug | 40PIN | x2 Long | 2.0m | +/- Reverse
| ■ I/O Cable |  | CJ SERIES
Артикул | Model | Retail price, RUR | connector type | The Number of Connecotr pin at PLC | Branch Type | cable length | connection type
- | CJ-HPFP40-V1N010-1ANR | 1156.0725 | Hirose Plug - Fujitsu Plug | 40PIN | x1 None (Non-branch) | 1.0m | +/- Forward
- | CJ-HPFP40-V1N010-1APR | 1156.0725 | Hirose Plug - Fujitsu Plug | 40PIN | x1 None (Non-branch) | 1.0m | +/- Reverse
- | CJ-HPFP40-V1N010-1BNR | 1156.0725 | Hirose Plug - Fujitsu Plug | 40PIN | x1 None (Non-branch) | 1.0m | +/- Forward
- | CJ-HPFP40-V1N010-2ANR | 1156.0725 | Hirose Plug - Fujitsu Plug | 40PIN | x1 None (Non-branch) | 1.0m | +/- Forward
- | CJ-HPFP40-V1N010-2ANL | 1156.0725 | Hirose Plug - Fujitsu Plug | 40PIN | x1 None (Non-branch) | 1.0m | +/- Forward
- | CJ-HPFP40-V1N010-3BNR | 1156.0725 | Hirose Plug - Fujitsu Plug | 40PIN | x1 None (Non-branch) | 1.0m | +/- Forward
- | CJ-HPFP40-V1N010-3BNL | 1156.0725 | Hirose Plug - Fujitsu Plug | 40PIN | x1 None (Non-branch) | 1.0m | +/- Forward
- | CJ-HPFP40-V1N010-1CNR | 1156.0725 | Hirose Plug - Fujitsu Plug | 40PIN | x1 None (Non-branch) | 1.0m | +/- Forward
- | CJ-HPFP40-V1N010-1CNL | 1156.0725 | Hirose Plug - Fujitsu Plug | 40PIN | x1 None (Non-branch) | 1.0m | +/- Forward
- | CJ-HPFP40-V1N010-1CPL | 1156.0725 | Hirose Plug - Fujitsu Plug | 40PIN | x1 None (Non-branch) | 1.0m | +/- Reverse
- | CJ-HPFP40-V2S010-1ANR | 1396.6425 | Hirose Plug - Fujitsu Plug | 40PIN | x2 Short | 1.0m | +/- Forward
- | CJ-HPFP40-V2L010-1ANR | 1577.07 | Hirose Plug - Fujitsu Plug | 40PIN | x2 Long | 1.0m | +/- Forward
- | CJ-HPFP40-V2S010-1APR | 1396.6425 | Hirose Plug - Fujitsu Plug | 40PIN | x2 Short | 1.0m | +/- Forward
- | CJ-HPFP40-V2L010-1APR | 1577.07 | Hirose Plug - Fujitsu Plug | 40PIN | x2 Long | 1.0m | '+/- Reverse
- | CJ-HPFP40-V2S010-1CNR | 1396.6425 | Hirose Plug - Fujitsu Plug | 40PIN | x2 Short | 1.0m | +/- Forward
- | CJ-HPFP40-V2L010-1CNR | 1577.07 | Hirose Plug - Fujitsu Plug | 40PIN | x2 Long | 1.0m | +/- Forward
- | CJ-HPFP40-V2S010-1CNL | 1396.6425 | Hirose Plug - Fujitsu Plug | 40PIN | x2 Short | 1.0m | +/- Forward
- | CJ-HPFP40-V2L010-1CNL | 1577.07 | Hirose Plug - Fujitsu Plug | 40PIN | x2 Long | 1.0m | +/- Forward
- | CJ-HPFP40-V1N020-1ANR | 1303.0875 | Hirose Plug - Fujitsu Plug | 40PIN | x1 None (Non-branch) | 2.0m | +/- Forward
- | CJ-HPFP40-V1N020-1APR | 1303.0875 | Hirose Plug - Fujitsu Plug | 40PIN | x1 None (Non-branch) | 2.0m | '+/- Reverse
- | CJ-HPFP40-V1N020-1BNR | 1303.0875 | Hirose Plug - Fujitsu Plug | 40PIN | x1 None (Non-branch) | 2.0m | +/- Forward
- | CJ-HPFP40-V1N020-2ANR | 1303.0875 | Hirose Plug - Fujitsu Plug | 40PIN | x1 None (Non-branch) | 2.0m | +/- Forward
- | CJ-HPFP40-V1N020-2ANL | 1303.0875 | Hirose Plug - Fujitsu Plug | 40PIN | x1 None (Non-branch) | 2.0m | +/- Forward
- | CJ-HPFP40-V1N020-3BNR | 1303.0875 | Hirose Plug - Fujitsu Plug | 40PIN | x1 None (Non-branch) | 2.0m | +/- Forward
- | CJ-HPFP40-V1N020-3BNL | 1303.0875 | Hirose Plug - Fujitsu Plug | 40PIN | x1 None (Non-branch) | 2.0m | +/- Forward
- | CJ-HPFP40-V1N020-1CNR | 1303.0875 | Hirose Plug - Fujitsu Plug | 40PIN | x1 None (Non-branch) | 2.0m | +/- Forward
- | CJ-HPFP40-V1N020-1CNL | 1303.0875 | Hirose Plug - Fujitsu Plug | 40PIN | x1 None (Non-branch) | 2.0m | +/- Forward
- | CJ-HPFP40-V1N020-1CPL | 1303.0875 | Hirose Plug - Fujitsu Plug | 40PIN | x1 None (Non-branch) | 2.0m | +/- Reverse
- | CJ-HPFP40-V2S020-1ANR | 1577.07 | Hirose Plug - Fujitsu Plug | 40PIN | x2 Short | 2.0m | +/- Forward
- | CJ-HPFP40-V2L020-1ANR | 1764.18 | Hirose Plug - Fujitsu Plug | 40PIN | x2 Long | 2.0m | +/- Forward
- | CJ-HPFP40-V2S020-1APR | 1577.07 | Hirose Plug - Fujitsu Plug | 40PIN | x2 Short | 2.0m | +/- Reverse
- | CJ-HPFP40-V2L020-1APR | 1764.18 | Hirose Plug - Fujitsu Plug | 40PIN | x2 Long | 2.0m | +/- Reverse
- | CJ-HPFP40-V2S020-1CNR | 1577.07 | Hirose Plug - Fujitsu Plug | 40PIN | x2 Short | 2.0m | +/- Forward
- | CJ-HPFP40-V2L020-1CNR | 1764.18 | Hirose Plug - Fujitsu Plug | 40PIN | x2 Long | 2.0m | +/- Forward
- | CJ-HPFP40-V2S020-1CNL | 1577.07 | Hirose Plug - Fujitsu Plug | 40PIN | x2 Short | 2.0m | +/- Forward
- | CJ-HPFP40-V2L020-1CNL | 1764.18 | Hirose Plug - Fujitsu Plug | 40PIN | x2 Long | 2.0m | +/- Forward
| ■ I/O Cable |  | CJ SERIES
Артикул | Model | Retail price, RUR | connector type | The Number of Connecotr pin at PLC | Branch Type | cable length | connection type
- | CJ-HPDP37-V1N010-1ANL | 1156.0725 | Hirose Plug - D-sub Plug | 37PIN | x1 None (Non-branch) | 1.0m | +/- Forward
- | CJ-HPDP37-V1N010-1ANR | 1156.0725 | Hirose Plug - D-sub Plug | 37PIN | x1 None (Non-branch) | 1.0m | +/- Forward
- | CJ-HPDP37-V1N010-1CNL | 1156.0725 | Hirose Plug - D-sub Plug | 37PIN | x1 None (Non-branch) | 1.0m | +/- Forward
- | CJ-HPDP37-V1N010-1CPL | 1156.0725 | Hirose Plug - D-sub Plug | 37PIN | x1 None (Non-branch) | 1.0m | +/- Forward
- | CJ-HPDP37-V1N010-1CNR | 1156.0725 | Hirose Plug - D-sub Plug | 37PIN | x1 None (Non-branch) | 1.0m | +/- Forward
- | CJ-HPDP37-V1N010-1CPR | 1156.0725 | Hirose Plug - D-sub Plug | 37PIN | x1 None (Non-branch) | 1.0m | +/- Reverse
- | CJ-HPDP37-V2S010-1CPL | 1396.6425 | Hirose Plug - D-sub Plug | 37PIN | x2 Short | 1.0m | +/- Reverse
- | CJ-HPDP37-V2L010-1CPL | 1577.07 | Hirose Plug - D-sub Plug | 37PIN | x2 Long | 1.0m | +/- Reverse
- | CJ-HPDP37-V2S010-1CPR | 1396.6425 | Hirose Plug - D-sub Plug | 37PIN | x2 Short | 1.0m | +/- Reverse
- | CJ-HPDP37-V2L010-1CPR | 1577.07 | Hirose Plug - D-sub Plug | 37PIN | x2 Long | 1.0m | +/- Reverse
- | CJ-HPDP37-V1N020-1ANL | 1303.0875 | Hirose Plug - D-sub Plug | 37PIN | x1 None (Non-branch) | 2.0m | +/- Forward
- | CJ-HPDP37-V1N020-1ANR | 1303.0875 | Hirose Plug - D-sub Plug | 37PIN | x1 None (Non-branch) | 2.0m | +/- Forward
- | CJ-HPDP37-V1N020-1CNL | 1303.0875 | Hirose Plug - D-sub Plug | 37PIN | x1 None (Non-branch) | 2.0m | +/- Forward
- | CJ-HPDP37-V1N020-1CPL | 1303.0875 | Hirose Plug - D-sub Plug | 37PIN | x1 None (Non-branch) | 2.0m | +/- Reverse
- | CJ-HPDP37-V1N020-1CNR | 1303.0875 | Hirose Plug - D-sub Plug | 37PIN | x1 None (Non-branch) | 2.0m | +/- Forward
- | CJ-HPDP37-V1N020-1CPR | 1303.0875 | Hirose Plug - D-sub Plug | 37PIN | x1 None (Non-branch) | 2.0m | '+/- Reverse
- | CJ-HPDP37-V2S020-1CPL | 1577.07 | Hirose Plug - D-sub Plug | 37PIN | x2 Short | 2.0m | '+/- Reverse
- | CJ-HPDP37-V2L020-1CPL | 1764.18 | Hirose Plug - D-sub Plug | 37PIN | x2 Long | 2.0m | '+/- Reverse
- | CJ-HPDP37-V2S020-1CPR | 1577.07 | Hirose Plug - D-sub Plug | 37PIN | x2 Short | 2.0m | '+/- Reverse
- | CJ-HPDP37-V2L020-1CPR | 1764.18 | Hirose Plug - D-sub Plug | 37PIN | x2 Long | 2.0m | '+/- Reverse
- | CJ-HPDS37-V1N010-1ANR | 1156.0725 | Hirose Plug - D-sub Socket | 37PIN | x1 None (Non-branch) | 1.0m | +/- Forward
- | CJ-HPDS37-V1N010-1BNR | 1156.0725 | Hirose Plug - D-sub Socket | 37PIN | x1 None (Non-branch) | 1.0m | +/- Forward
- | CJ-HPDS37-V1N010-1CNR | 1156.0725 | Hirose Plug - D-sub Socket | 37PIN | x1 None (Non-branch) | 1.0m | +/- Forward
- | CJ-HPDS37-V1N010-1CPR | 1156.0725 | Hirose Plug - D-sub Socket | 37PIN | x1 None (Non-branch) | 1.0m | +/- Reverse
- | CJ-HPDS37-V2S010-1CNR | 1396.6425 | Hirose Plug - D-sub Socket | 37PIN | x2 Short | 1.0m | +/- Forward
- | CJ-HPDS37-V2L010-1CNR | 1577.07 | Hirose Plug - D-sub Socket | 37PIN | x2 Long | 1.0m | +/- Forward
- | CJ-HPDS37-V2S010-1CPR | 1396.6425 | Hirose Plug - D-sub Socket | 37PIN | x2 Short | 1.0m | +/- Reverse
- | CJ-HPDS37-V2L010-1CPR | 1577.07 | Hirose Plug - D-sub Socket | 37PIN | x2 Long | 1.0m | +/- Reverse
- | CJ-HPDS37-V1N020-1ANR | 1303.0875 | Hirose Plug - D-sub Socket | 37PIN | x1 None (Non-branch) | 2.0m | +/- Forward
- | CJ-HPDS37-V1N020-1BNR | 1303.0875 | Hirose Plug - D-sub Socket | 37PIN | x1 None (Non-branch) | 2.0m | +/- Forward
- | CJ-HPDS37-V1N020-1CNR | 1303.0875 | Hirose Plug - D-sub Socket | 37PIN | x1 None (Non-branch) | 2.0m | +/- Forward
- | CJ-HPDS37-V1N020-1CPR | 1303.0875 | Hirose Plug - D-sub Socket | 37PIN | x1 None (Non-branch) | 2.0m | '+/- Reverse
- | CJ-HPDS37-V2S020-1CNR | 1577.07 | Hirose Plug - D-sub Socket | 37PIN | x2 Short | 2.0m | +/- Forward
- | CJ-HPDS37-V2L020-1CNR | 1764.18 | Hirose Plug - D-sub Socket | 37PIN | x2 Long | 2.0m | +/- Forward
- | CJ-HPDS37-V2S020-1CPR | 1577.07 | Hirose Plug - D-sub Socket | 37PIN | x2 Short | 2.0m | +/- Reverse
- | CJ-HPDS37-V2L020-1CPR | 1764.18 | Hirose Plug - D-sub Socket | 37PIN | x2 Long | 2.0m | +/- Reverse
| ■ I/O Cable |  | CJ SERIES
Артикул | Model | Retail price, RUR | connector type | The Number of Connecotr pin at PLC | cable length | Remark
- | CJ-DP37-VP010-R | 1062.5175 | Open - Hirose Plug | 37PIN | 1.0m
- | CJ-DP37-VP010-L | 1062.5175 | Open - Hirose Plug | 37PIN | 1.0m
- | CJ-DP37-VP020-R | 1216.215 | Open - Hirose Plug | 37PIN | 2.0m
- | CJ-DP37-VP020-L | 1216.215 | Open - Hirose Plug | 37PIN | 2.0m
- | CJ-DS37-VP010-R | 1062.5175 | Open - Fuijitsu Plug | 37PIN | 1.0m
- | CJ-DS37-VP020-R | 1216.215 | Open - Fuijitsu Plug | 37PIN | 2.0m
- | CJ-HP20-VP010-R | 608.1075 | Open - D-sub Plug | 20PIN | 1.0m
- | CJ-HP20-VP010-L | 608.1075 | Open - D-sub Plug | 20PIN | 1.0m
- | CJ-HP20-VP020-R | 761.805 | Open - D-sub Plug | 20PIN | 2.0m
- | CJ-HP20-VP020-L | 761.805 | Open - D-sub Plug | 20PIN | 2.0m
- | CJ-HP40-VP010-L | 821.9475 | Open - D-sub Plug | 40PIN | 1.0m
- | CJ-FP40-VP010-R | 1062.5175 | Open - D-sub Socket | 40PIN | 1.0m
- | CJ-FP40-VP010-L | 1062.5175 | Open - D-sub Socket | 40PIN | 1.0m
- | CJ-HP40-VP020-L | 968.9625 | Open - D-sub Socket | 40PIN | 2.0m
- | CJ-FP40-VP020-R | 1216.215 | Open - D-sub Socket | 40PIN | 2.0m
- | CJ-FP40-VP020-L | 1216.215 | Open - D-sub Socket | 40PIN | 2.0m
CNE Connector cable
| ■ Interface Terminal Block |  | CNE SERIES
Артикул | Model | Retail price, RUR | MOQ | Type | Color | Categoty | Pin | line | AWG | nominal cross section (㎣) | external diameter of sheath(㎜)
- | CNE-P03-GN | 39.4268 | 100/EA | PLUG | Green | Wire Mount Plug | 3pins | - | AWG-20-22 | 0.32~0.5 | ￠1.0~1.2
- | CNE-P03-YW | 39.4268 | 100/EA | PLUG | Yellow | Wire Mount Plug | 3pins | - | AWG-24-26 | 0.13~0.21 | ￠1.0~1.2
- | CNE-P03-BL | 39.4268 | 100/EA | PLUG | Blue | Wire Mount Plug | 3pins | - | AWG-20-22 | 0.32~0.5 | ￠1.2~1.6
- | CNE-P03-OG | 39.4268 | 100/EA | PLUG | Orange | Wire Mount Plug | 3pins | - | AWG-24-26 | 0.13~0.21 | ￠1.2~1.6
- | CNE-P03-RE | 39.4268 | 100/EA | PLUG | Red | Wire Mount Plug | 3pins | - | AWG-24-26 | 0.13~0.21 | ￠0.8~1.0
- | CNE-P03-WT | 39.4268 | 100/EA | PLUG | White | Wire Mount Plug | 3pins | - | AWG28-30 | 0.05~0.08 | ￠0.6~0.8
- | CNE-P03-VT | 39.4268 | 100/EA | PLUG | Violet | Wire Mount Plug | 3pins | - | AWG28-30 | 0.05~0.08 | ￠1.0~1.2
- | CNE-P03-YG | 39.4268 | 100/EA | PLUG | Yellow Green | Wire Mount Plug | 3pins | - | AWG28-30 | 0.05~0.08 | ￠0.8~1.0
- | CNE-P03-GY | 39.4268 | 100/EA | PLUG | Gray | Wire Mount Plug | 3pins | - | AWG-20-22 | 0.32~0.5 | ￠1.6~2.0
- | CNE-P04-GN | 39.4268 | 100/EA | PLUG | Green | Wire Mount Plug | 4pins | - | AWG-20-22 | 0.32~0.5 | ￠1.0~1.2
- | CNE-P04-YW | 39.4268 | 100/EA | PLUG | Yellow | Wire Mount Plug | 4pins | - | AWG-24-26 | 0.13~0.21 | ￠1.0~1.2
- | CNE-P04-BL | 39.4268 | 100/EA | PLUG | Blue | Wire Mount Plug | 4pins | - | AWG-20-22 | 0.32~0.5 | ￠1.2~1.6
- | CNE-P04-OG | 39.4268 | 100/EA | PLUG | Orange | Wire Mount Plug | 4pins | - | AWG-24-26 | 0.13~0.21 | ￠1.2~1.6
- | CNE-P04-RE | 39.4268 | 100/EA | PLUG | Red | Wire Mount Plug | 4pins | - | AWG-24-26 | 0.13~0.21 | ￠0.8~1.0
- | CNE-P04-WT | 39.4268 | 100/EA | PLUG | White | Wire Mount Plug | 4pins | - | AWG28-30 | 0.05~0.08 | ￠0.6~0.8
- | CNE-P04-VT | 39.4268 | 100/EA | PLUG | Violet | Wire Mount Plug | 4pins | - | AWG28-30 | 0.05~0.08 | ￠1.0~1.2
- | CNE-P04-YG | 39.4268 | 100/EA | PLUG | Yellow Green | Wire Mount Plug | 4pins | - | AWG28-30 | 0.05~0.08 | ￠0.8~1.0
- | CNE-P04-GY | 39.4268 | 100/EA | PLUG | Gray | Wire Mount Plug | 4pins | - | AWG-20-22 | 0.32~0.5 | ￠1.6~2.0
- | CNE-S03-GN | 39.4268 | 100/EA | SOCKET | Green | Wire Mount Soket | 3pins | - | AWG-20-22 | 0.32~0.5 | ￠1.0~1.2
- | CNE-S03-YW | 39.4268 | 100/EA | SOCKET | Yellow | Wire Mount Soket | 3pins | - | AWG-24-26 | 0.13~0.21 | ￠1.0~1.2
- | CNE-S03-BL | 39.4268 | 100/EA | SOCKET | Blue | Wire Mount Soket | 3pins | - | AWG-20-22 | 0.32~0.5 | ￠1.2~1.6
- | CNE-S03-OG | 39.4268 | 100/EA | SOCKET | Orange | Wire Mount Soket | 3pins | - | AWG-24-26 | 0.13~0.21 | ￠1.2~1.6
- | CNE-S03-RE | 39.4268 | 100/EA | SOCKET | Red | Wire Mount Soket | 3pins | - | AWG-24-26 | 0.13~0.21 | ￠0.8~1.0
- | CNE-S03-WT | 39.4268 | 100/EA | SOCKET | White | Wire Mount Soket | 3pins | - | AWG28-30 | 0.05~0.08 | ￠0.6~0.8
- | CNE-S03-VT | 39.4268 | 100/EA | SOCKET | Violet | Wire Mount Soket | 3pins | - | AWG28-30 | 0.05~0.08 | ￠1.0~1.2
- | CNE-S03-YG | 39.4268 | 100/EA | SOCKET | Yellow Green | Wire Mount Soket | 3pins | - | AWG28-30 | 0.05~0.08 | ￠0.8~1.0
- | CNE-S03-GY | 39.4268 | 100/EA | SOCKET | Gray | Wire Mount Soket | 3pins | - | AWG-20-22 | 0.32~0.5 | ￠1.6~2.0
- | CNE-S04-GN | 39.4268 | 100/EA | SOCKET | Green | Wire Mount Soket | 4pins | - | AWG-20-22 | 0.32~0.5 | ￠1.0~1.2
- | CNE-S04-YW | 39.4268 | 100/EA | SOCKET | Yellow | Wire Mount Soket | 4pins | - | AWG-24-26 | 0.13~0.21 | ￠1.0~1.2
- | CNE-S04-BL | 39.4268 | 100/EA | SOCKET | Blue | Wire Mount Soket | 4pins | - | AWG-20-22 | 0.32~0.5 | ￠1.2~1.6
- | CNE-S04-OG | 39.4268 | 100/EA | SOCKET | Orange | Wire Mount Soket | 4pins | - | AWG-24-26 | 0.13~0.21 | ￠1.2~1.6
- | CNE-S04-RE | 39.4268 | 100/EA | SOCKET | Red | Wire Mount Soket | 4pins | - | AWG-24-26 | 0.13~0.21 | ￠0.8~1.0
- | CNE-S04-WT | 39.4268 | 100/EA | SOCKET | White | Wire Mount Soket | 4pins | - | AWG28-30 | 0.05~0.08 | ￠0.6~0.8
- | CNE-S04-VT | 39.4268 | 100/EA | SOCKET | Violet | Wire Mount Soket | 4pins | - | AWG28-30 | 0.05~0.08 | ￠1.0~1.2
- | CNE-S04-YG | 39.4268 | 100/EA | SOCKET | Yellow Green | Wire Mount Soket | 4pins | - | AWG28-30 | 0.05~0.08 | ￠0.8~1.0
- | CNE-S04-GY | 39.4268 | 100/EA | SOCKET | Gray | Wire Mount Soket | 4pins | - | AWG-20-22 | 0.32~0.5 | ￠1.6~2.0
- | CNE-B03 | 28.0665 | 100/EA | BOARD |  | Board Mount Soket | - | 1line | - | - | -
- | CNE-B203 | 37.422 | 100/EA | BOARD |  | Board Mount Soket | - | 2lines | - | - | -
- | CNE-B403 | 53.46 | 100/EA | BOARD |  | Board Mount Soket | - | 4lines | - | - | -
- | CNE-B04 | 30.0713 | 100/EA | BOARD |  | Board Mount Soket | - | 1line | - | - | -
- | CNE-B204 | 40.095 | 100/EA | BOARD |  | Board Mount Soket | - | 2lines | - | - | -
- | CNE-B404 | 58.1378 | 100/EA | BOARD |  | Board Mount Soket | - | 4lines | - | - | -

## 23. PA
Process Automation
Артикул | Model | Retail price, RUR | Series | specification | Category | Note
751280010001 | KRN50-1000-00 | 14946.8 | KRN50 Series | 1CH | RECODER
751280010002 | KRN50-1000-40 | 16202.4 | KRN50 Series | 1CH*RS485 | RECODER
751280010003 | KRN50-1002-00 | 16202.4 | KRN50 Series | 1CH*ALARM 2EA | RECODER
751280010004 | KRN50-1002-40 | 17440.8 | KRN50 Series | 1CH*ALARM 2EA*RS485 | RECODER
751280010005 | KRN50-2000-00 | 16451.8 | KRN50 Series | 2CH | RECODER
751280010006 | KRN50-2000-40 | 17690.2 | KRN50 Series | 2CH*RS485 | RECODER
751280010007 | KRN50-2002-00 | 17690.2 | KRN50 Series | 2CH*ALARM 2EA | RECODER
751280010008 | KRN50-2002-40 | 18937.2 | KRN50 Series | 2CH*ALARM 2EA*RS485 | RECODER
751280010009 | KRN50-2004-00 | 18937.2 | KRN50 Series | 2CH*ALARM 4EA | RECODER
751280010010 | KRN50-2004-40 | 20184.2 | KRN50 Series | 2CH*ALARM 4EA*RS485 | RECODER
751280010011 | KRN50-1000-01 | 15953 | KRN50 Series | 1CH*24VDC | RECODER
751280010012 | KRN50-1000-41 | 17191.4 | KRN50 Series | 1CH*RS485*24VDC | RECODER
751280010013 | KRN50-1002-01 | 17191.4 | KRN50 Series | 1CH*ALARM 2EA**24VDC | RECODER
751280010014 | KRN50-1002-41 | 18447 | KRN50 Series | 1CH*ALARM 2EA*RS485*24VDC | RECODER
751280010015 | KRN50-2000-01 | 17440.8 | KRN50 Series | 2CH*24VDC | RECODER
751280010016 | KRN50-2000-41 | 18687.8 | KRN50 Series | 2CH**RS485*24VDC | RECODER
751280010017 | KRN50-2002-01 | 18687.8 | KRN50 Series | 2CH*ALARM 2EA*24VDC | RECODER
751280010018 | KRN50-2002-41 | 19934.8 | KRN50 Series | 2CH*ALARM 2EA*RS485*24VDC | RECODER
751280010019 | KRN50-2004-01 | 19934.8 | KRN50 Series | 2CH*ALARM 4EA*24VDC | RECODER
751280010020 | KRN50-2004-41 | 21181.8 | KRN50 Series | 2CH*ALARM 4EA*RS485*24VDC | RECODER
751310010038 | KRN100-02000-00-0S | 34890.2 | KRN100 Series | 2CH*KRN-UI2 CARD x 1 | RECODER
751310010039 | KRN100-02000-01-0S | 39878.2 | KRN100 Series | 2CH*RS485/Ethernet/USB | RECODER
751310010040 | KRN100-02001-00-0S | 37384.2 | KRN100 Series | 2CH*KRN-AR4 x 1 | RECODER
751310010041 | KRN100-02001-01-0S | 42363.6 | KRN100 Series | 2CH*KRN-AR4 x 1*RS485/Ethernet/USB | RECODER
751310010001 | KRN100-04000-00-0S | 39878.2 | KRN100 Series | 4CH*KRN-UI2 CARD x 2 | RECODER
751310010002 | KRN100-04000-01-0S | 44857.6 | KRN100 Series | 4CH*RS485/Ethernet/USB | RECODER
751310010003 | KRN100-04001-00-0S | 42363.6 | KRN100 Series | 4CH*KRN-AR4 x 1 | RECODER
751310010004 | KRN100-04001-01-0S | 47343 | KRN100 Series | 4CH*KRN-AR4 x 1*RS485/Ethernet/USB | RECODER
751310010005 | KRN100-06000-00-0S | 44857.6 | KRN100 Series | 6CH*KRN-UI2 CARD x 3 | RECODER
751310010006 | KRN100-06000-01-0S | 49837 | KRN100 Series | 6CH*RS485/Ethernet/USB | RECODER
751310010007 | KRN100-06001-00-0S | 47343 | KRN100 Series | 6CH*KRN-AR4 x 1 | RECODER
751310010008 | KRN100-06001-01-0S | 52331 | KRN100 Series | 6CH*KRN-AR4 x 1*RS485/Ethernet/USB | RECODER
751310010009 | KRN100-06002-00-0S | 49837 | KRN100 Series | 6CH*KRN-AR4 x 2 | RECODER
751310010010 | KRN100-06002-01-0S | 54825 | KRN100 Series | 6CH*KRN-AR4 x 2*RS485/Ethernet/USB | RECODER
751310010011 | KRN100-08000-00-0S | 49837 | KRN100 Series | 8CH*KRN-UI2 CARD x 4 | RECODER
751310010012 | KRN100-08000-01-0S | 54825 | KRN100 Series | 8CH*RS485/Ethernet/USB | RECODER
751310010013 | KRN100-08001-00-0S | 52331 | KRN100 Series | 8CH*KRN-AR4 x 1 | RECODER
751310010014 | KRN100-08001-01-0S | 57319 | KRN100 Series | 8CH*KRN-AR4 x 1*RS485/Ethernet/USB | RECODER
751310010015 | KRN100-08002-00-0S | 54825 | KRN100 Series | 8CH*KRN-AR4 x 2 | RECODER
751310010016 | KRN100-08002-01-0S | 59813 | KRN100 Series | 8CH*KRN-AR4 x 2*RS485/Ethernet/USB | RECODER
751310010017 | KRN100-10000-00-0S | 54825 | KRN100 Series | 10CH*KRN-UI2 CARD x 5 | RECODER
751310010018 | KRN100-10000-01-0S | 59813 | KRN100 Series | 10CH*RS485/Ethernet/USB | RECODER
751310010019 | KRN100-10001-00-0S | 57319 | KRN100 Series | 10CH*KRN-AR4 x 1 | RECODER
751310010020 | KRN100-10001-01-0S | 62307 | KRN100 Series | 10CH*KRN-AR4 x 1*RS485/Ethernet/USB | RECODER
751310010021 | KRN100-10002-00-0S | 59813 | KRN100 Series | 10CH*KRN-AR4 x 2 | RECODER
751310010022 | KRN100-10002-01-0S | 64792.4 | KRN100 Series | 10CH*KRN-AR4 x 2*RS485/Ethernet/USB | RECODER
751310010023 | KRN100-10003-00-0S | 62307 | KRN100 Series | 10CH*KRN-AR4 x 3 | RECODER
751310010024 | KRN100-10003-01-0S | 67286.4 | KRN100 Series | 10CH*KRN-AR4 x 3*RS485/Ethernet/USB | RECODER
751310010025 | KRN100-12000-00-0S | 59813 | KRN100 Series | 12CH*KRN-UI2 CARD x 6 | RECODER
751310010026 | KRN100-12000-01-0S | 64792.4 | KRN100 Series | 12CH*RS485/Ethernet/USB | RECODER
751310010027 | KRN100-12001-00-0S | 62307 | KRN100 Series | 12CH*KRN-AR4 x 1 | RECODER
751310010028 | KRN100-12001-01-0S | 67286.4 | KRN100 Series | 12CH*KRN-AR4 x 1*RS485/Ethernet/USB | RECODER
751310010029 | KRN100-12002-00-0S | 64792.4 | KRN100 Series | 12CH*KRN-AR4 x 2 | RECODER
751310010030 | KRN100-12002-01-0S | 69771.8 | KRN100 Series | 12CH*KRN-AR4 x 2*RS485/Ethernet/USB | RECODER
751310010031 | KRN100-12003-00-0S | 67286.4 | KRN100 Series | 12CH*KRN-AR4 x 3 | RECODER
751310010032 | KRN100-12003-01-0S | 72265.8 | KRN100 Series | 12CH*KRN-AR4 x 3*RS485/Ethernet/USB | RECODER
751130010001 | KN-1000B | 6381.2 | KN-1000B Series | . | INDICATOR
751130010002 | KN-1001B | 7181 | KN-1000B Series | 24VDC | INDICATOR
751130010003 | KN-1010B | 6983.2 | KN-1000B Series | 4-20mA | INDICATOR
751130010004 | KN-1011B | 7576.6 | KN-1000B Series | 4-20mA*24VDC | INDICATOR
751130010005 | KN-1040B | 7181 | KN-1000B Series | RS-485 | INDICATOR
751130010006 | KN-1041B | 7972.2 | KN-1000B Series | RS-485*24VDC | INDICATOR
751130010007 | KN-1200B | 6983.2 | KN-1000B Series | OUTPUT 2EA | INDICATOR
751130010008 | KN-1201B | 7774.4 | KN-1000B Series | 24VDC | INDICATOR
751130010009 | KN-1210B | 7576.6 | KN-1000B Series | 4-20mA | INDICATOR
751130010010 | KN-1211B | 8367.8 | KN-1000B Series | 4-20mA*24VDC | INDICATOR
751130010011 | KN-1240B | 7774.4 | KN-1000B Series | RS-485 | INDICATOR
751130010012 | KN-1241B | 8574.2 | KN-1000B Series | RS-485*24VDC | INDICATOR
751130010013 | KN-1400B | 7576.6 | KN-1000B Series | OUTPUT 4EA | INDICATOR
751130010014 | KN-1401B | 8367.8 | KN-1000B Series | 24VDC | INDICATOR
751130010015 | KN-1410B | 8170 | KN-1000B Series | 4-20mA | INDICATOR
751130010016 | KN-1411B | 8969.8 | KN-1000B Series | 4-20mA*24VDC | INDICATOR
751130010017 | KN-1440B | 8367.8 | KN-1000B Series | RS-485 | INDICATOR
751130010018 | KN-1441B | 9176.2 | KN-1000B Series | RS-485*24VDC | INDICATOR
751140010010 | KN-2001W | 5633 | KN-2000W Series | 24VDC | INDICATOR
751140010005 | KN-2200W | 5633 | KN-2000W Series | OUTPUT 2EA | INDICATOR
751140010006 | KN-2201W | 6381.2 | KN-2000W Series | 24VDC | INDICATOR
751140010007 | KN-2210W | 6381.2 | KN-2000W Series | 4-20mA | INDICATOR
751140010008 | KN-2211W | 7129.4 | KN-2000W Series | 4-20mA*24VDC | INDICATOR
751140010011 | KN-2240W | 6381.2 | KN-2000W Series | RS485 | INDICATOR
751140010003 | KN-2241W | 7129.4 | KN-2000W Series | RS485*24VDC | INDICATOR
751140010009 | KN-2250W | 7129.4 | KN-2000W Series | RS485+4-20mA | INDICATOR
751140010004 | KN-2251W | 7869 | KN-2000W Series | RS485+4-20mA*24VDC | INDICATOR
751150010014 | KN-2440W | 7129.4 | KN-2000W Series | RS485 | INDICATOR
751140010015 | KN-2000W | 4884.8 | KN-2000W Series | . | INDICATOR
751140010016 | KN-2400W | 6381.2 | KN-2000W Series | OUTPUT 4EA | INDICATOR
751140010017 | KN-2401W | 7129.4 | KN-2000W Series | 24VDC | INDICATOR
751140010018 | KN-2410W | 7129.4 | KN-2000W Series | 4-20mA | INDICATOR
751140010019 | KN-2411W | 7869 | KN-2000W Series | 4-20mA*24VDC | INDICATOR
751140010020 | KN-2441W | 7869 | KN-2000W Series | RS485*24VDC | INDICATOR
751140010021 | KN-2450W | 7869 | KN-2000W Series | RS485+4-20mA | INDICATOR
751140010022 | KN-2451W | 8625.8 | KN-2000W Series | RS485+4-20mA*24VDC | INDICATOR
751060010001 | CN-6100-C1 | 4644 | CN-6000 Series | Current 1EA*0~20mA | CONVERTER
751060010002 | CN-6101-C1 | 5486.8 | CN-6000 Series | Current 1EA*0~20mA*24VDC | CONVERTER
751060010003 | CN-6100-C2 | 5486.8 | CN-6000 Series | Current 2EA*0~20mA | CONVERTER
751060010004 | CN-6101-C2 | 6329.6 | CN-6000 Series | Current 2EA*0~20mA*24VDC | CONVERTER
751060010005 | CN-6100-V1 | 4644 | CN-6000 Series | Voltage 1EA*0~10V | CONVERTER
751060010006 | CN-6101-V1 | 5486.8 | CN-6000 Series | Voltage 1EA*0~10V*24VDC | CONVERTER
751060010021 | CN-6100-V2 | 5486.8 | CN-6000 Series | Voltage 2EA*0~10V | CONVERTER
751060010008 | CN-6101-V2 | 6329.6 | CN-6000 Series | Voltage 2EA*0~10V*24VDC | CONVERTER
751060010009 | CN-6100-R1 | 4644 | CN-6000 Series | Alarm 1EA | CONVERTER
751060010010 | CN-6101-R1 | 5486.8 | CN-6000 Series | Alarm 1EA*24VDC | CONVERTER
751060010011 | CN-6100-R2 | 5486.8 | CN-6000 Series | Alarm 2EA | CONVERTER
751060010012 | CN-6101-R2 | 6329.6 | CN-6000 Series | Alarm 2EA*24VDC | CONVERTER
751060010013 | CN-6100-R4 | 6329.6 | CN-6000 Series | Alarm 4EA | CONVERTER
751060010014 | CN-6101-R4 | 7172.4 | CN-6000 Series | Alarm 4EA*24VDC | CONVERTER
751060010022 | CN-6400-C1 | 4644 | CN-6000 Series | Pulse*Current 1EA | CONVERTER
751060010023 | CN-6401-C1 | 5486.8 | CN-6000 Series | Pulse*Current 1EA*24VDC | CONVERTER
751060010024 | CN-6400-C2 | 5486.8 | CN-6000 Series | Pulse*Current 2EA | CONVERTER
751060010025 | CN-6401-C2 | 6329.6 | CN-6000 Series | Pulse*Current 2EA*24VDC | CONVERTER
751060010026 | CN-6400-V1 | 4644 | CN-6000 Series | Pulse*Voltage 1EA | CONVERTER
751060010027 | CN-6401-V1 | 5486.8 | CN-6000 Series | Pulse*Voltage 1EA*24VDC | CONVERTER
751060010028 | CN-6400-V2 | 5486.8 | CN-6000 Series | Pulse*Voltage 2EA | CONVERTER
751060010029 | CN-6401-V2 | 6329.6 | CN-6000 Series | Pulse*Voltage 2EA*24VDC | CONVERTER
751060010030 | CN-6400-R1 | 4644 | CN-6000 Series | Pulse*Alarm 1EA | CONVERTER
751060010031 | CN-6401-R1 | 5486.8 | CN-6000 Series | Pulse*Alarm 1EA*24VDC | CONVERTER
751060010032 | CN-6400-R2 | 5486.8 | CN-6000 Series | Pulse*Alarm 2EA | CONVERTER
751060010033 | CN-6401-R2 | 6329.6 | CN-6000 Series | Pulse*Alarm 2EA*24VDC | CONVERTER
751060010034 | CN-6400-R4 | 6329.6 | CN-6000 Series | Pulse*Alarm 4EA | CONVERTER
751060010035 | CN-6401-R4 | 7172.4 | CN-6000 Series | Pulse*Alarm 4EA*24VDC | CONVERTER
751190010015 | DPU11A-025R | 17440.8 | DPU Series | 1￠*110VAC*25A*RS-485 | THYRISTOR UNIT
751190010234 | DPU11A-025D | 14697.4 | DPU Series | 1￠*110VAC*25A*Remote* 2M | THYRISTOR UNIT
751190010248 | DPU11A-025A | 17690.2 | DPU Series | 1￠*110VAC*25A*REMOTE * 2M +RS-485 | THYRISTOR UNIT
751190010001 | DPU11A-025N | 14448 | DPU Series | 1￠*110VAC*25A | THYRISTOR UNIT
751190010016 | DPU11A-040R | 19186.6 | DPU Series | 1￠*110VAC*40A*RS-485 | THYRISTOR UNIT
751190010235 | DPU11A-040D | 16451.8 | DPU Series | 1￠*110VAC*40A*Remote* 2M | THYRISTOR UNIT
751190010249 | DPU11A-040A | 19436 | DPU Series | 1￠*110VAC*40A*REMOTE * 2M +RS-485 | THYRISTOR UNIT
751190010002 | DPU11A-040N | 16202.4 | DPU Series | 1￠*110VAC*40A | THYRISTOR UNIT
751190010017 | DPU11A-050R | 19934.8 | DPU Series | 1￠*110VAC*50A*RS-485 | THYRISTOR UNIT
751190010236 | DPU11A-050D | 17191.4 | DPU Series | 1￠*110VAC*50A*Remote* 2M | THYRISTOR UNIT
751190010250 | DPU11A-050A | 20184.2 | DPU Series | 1￠*110VAC*50A*REMOTE * 2M +RS-485 | THYRISTOR UNIT
751190010003 | DPU11A-050N | 16942 | DPU Series | 1￠*110VAC*50A | THYRISTOR UNIT
751190010018 | DPU11A-070R | 20932.4 | DPU Series | 1￠*110VAC*70A*RS-485 | THYRISTOR UNIT
751190010237 | DPU11A-070D | 18197.6 | DPU Series | 1￠*110VAC*70A*Remote* 2M | THYRISTOR UNIT
751190010251 | DPU11A-070A | 21181.8 | DPU Series | 1￠*110VAC*70A*REMOTE * 2M +RS-485 | THYRISTOR UNIT
751190010004 | DPU11A-070N | 17948.2 | DPU Series | 1￠*110VAC*70A | THYRISTOR UNIT
751190010019 | DPU11B-080R | 23426.4 | DPU Series | 1￠*110VAC*80A*RS-485 | THYRISTOR UNIT
751190010238 | DPU11B-080D | 20691.6 | DPU Series | 1￠*110VAC*80A*Remote* 2M | THYRISTOR UNIT
751190010252 | DPU11B-080A | 23675.8 | DPU Series | 1￠*110VAC*80A*REMOTE * 2M +RS-485 | THYRISTOR UNIT
751190010005 | DPU11B-080N | 20433.6 | DPU Series | 1￠*110VAC*80A | THYRISTOR UNIT
751190010020 | DPU11B-100R | 26015 | DPU Series | 1￠*110VAC*100A*RS-485 | THYRISTOR UNIT
751190010239 | DPU11B-100D | 23555.4 | DPU Series | 1￠*110VAC*100A*Remote* 2M | THYRISTOR UNIT
751190010253 | DPU11B-100A | 26247.2 | DPU Series | 1￠*110VAC*100A*REMOTE * 2M +RS-485 | THYRISTOR UNIT
751190010006 | DPU11B-100N | 25911.8 | DPU Series | 1￠*110VAC*100A | THYRISTOR UNIT
751190010021 | DPU11B-120R | 26918 | DPU Series | 1￠*110VAC*120A*RS-485 | THYRISTOR UNIT
751190010240 | DPU11B-120D | 24441.2 | DPU Series | 1￠*110VAC*120A*Remote* 2M | THYRISTOR UNIT
751190010254 | DPU11B-120A | 27141.6 | DPU Series | 1￠*110VAC*120A*REMOTE * 2M +RS-485 | THYRISTOR UNIT
751190010007 | DPU11B-120N | 26918 | DPU Series | 1￠*110VAC*120A | THYRISTOR UNIT
751190010022 | DPU11B-150R | 28706.8 | DPU Series | 1￠*110VAC*150A*RS-485 | THYRISTOR UNIT
751190010241 | DPU11B-150D | 26247.2 | DPU Series | 1￠*110VAC*150A*Remote* 2M | THYRISTOR UNIT
751190010255 | DPU11B-150A | 28930.4 | DPU Series | 1￠*110VAC*150A*REMOTE * 2M +RS-485 | THYRISTOR UNIT
751190010008 | DPU11B-150N | 28913.2 | DPU Series | 1￠*110VAC*150A | THYRISTOR UNIT
751190010403 | DPU11B-180R | 30504.2 | DPU Series | 1￠*110VAC*180A*RS-485 | THYRISTOR UNIT
751190010401 | DPU11B-180D | 28036 | DPU Series | 1￠*110VAC*180A*Remote* 2M | THYRISTOR UNIT
751190010400 | DPU11B-180A | 32525.2 | DPU Series | 1￠*110VAC*180A*REMOTE * 2M +RS-485 | THYRISTOR UNIT
751190010402 | DPU11B-180N | 30899.8 | DPU Series | 1￠*110VAC*180A | THYRISTOR UNIT
751190010023 | DPU11B-200R | 33643.2 | DPU Series | 1￠*110VAC*200A*RS-485 | THYRISTOR UNIT
751190010242 | DPU11B-200D | 31175 | DPU Series | 1￠*110VAC*200A*Remote* 2M | THYRISTOR UNIT
751190010256 | DPU11B-200A | 33866.8 | DPU Series | 1￠*110VAC*200A*REMOTE * 2M +RS-485 | THYRISTOR UNIT
751190010009 | DPU11B-200N | 34391.4 | DPU Series | 1￠*110VAC*200A | THYRISTOR UNIT
751190010024 | DPU11C-250R | 41942.2 | DPU Series | 1￠*110VAC*250A*RS-485 | THYRISTOR UNIT
751190010243 | DPU11C-250D | 38923.6 | DPU Series | 1￠*110VAC*250A*Remote* 2M | THYRISTOR UNIT
751190010257 | DPU11C-250A | 42217.4 | DPU Series | 1￠*110VAC*250A*REMOTE * 2M +RS-485 | THYRISTOR UNIT
751190010010 | DPU11C-250N | 40764 | DPU Series | 1￠*110VAC*250A | THYRISTOR UNIT
751190010025 | DPU11C-350R | 46354 | DPU Series | 1￠*110VAC*350A*RS-485 | THYRISTOR UNIT
751190010244 | DPU11C-350D | 43610.6 | DPU Series | 1￠*110VAC*350A*Remote* 2M | THYRISTOR UNIT
751190010258 | DPU11C-350A | 46603.4 | DPU Series | 1￠*110VAC*350A*REMOTE * 2M +RS-485 | THYRISTOR UNIT
751190010011 | DPU11C-350N | 47695.6 | DPU Series | 1￠*110VAC*350A | THYRISTOR UNIT
751190010026 | DPU11D-400R | 64147.4 | DPU Series | 1￠*110VAC*400A*RS-485 | THYRISTOR UNIT
751190010245 | DPU11D-400D | 60587 | DPU Series | 1￠*110VAC*400A*Remote* 2M | THYRISTOR UNIT
751190010259 | DPU11D-400A | 64465.6 | DPU Series | 1￠*110VAC*400A*REMOTE * 2M +RS-485 | THYRISTOR UNIT
751190010012 | DPU11D-400N | 64887 | DPU Series | 1￠*110VAC*400A | THYRISTOR UNIT
751190010027 | DPU11D-500R | 75740.2 | DPU Series | 1￠*110VAC*500A*RS-485 | THYRISTOR UNIT
751190010246 | DPU11D-500D | 72558.2 | DPU Series | 1￠*110VAC*500A*Remote* 2M | THYRISTOR UNIT
751190010260 | DPU11D-500A | 76024 | DPU Series | 1￠*110VAC*500A*REMOTE * 2M +RS-485 | THYRISTOR UNIT
751190010013 | DPU11D-500N | 74759.8 | DPU Series | 1￠*110VAC*500A | THYRISTOR UNIT
751190010028 | DPU11D-600R | 86129 | DPU Series | 1￠*110VAC*600A*RS-485 | THYRISTOR UNIT
751190010247 | DPU11D-600D | 82835.2 | DPU Series | 1￠*110VAC*600A*Remote* 2M | THYRISTOR UNIT
751190010261 | DPU11D-600A | 86430 | DPU Series | 1￠*110VAC*600A*REMOTE * 2M +RS-485 | THYRISTOR UNIT
751190010014 | DPU11D-600N | 68782.8 | DPU Series | 1￠*110VAC*600A | THYRISTOR UNIT
751190010043 | DPU12A-025R | 17440.8 | DPU Series | 1￠*220VAC*25A*RS-485 | THYRISTOR UNIT
751190010262 | DPU12A-025D | 14697.4 | DPU Series | 1￠*220VAC*25A*Remote* 2M | THYRISTOR UNIT
751190010276 | DPU12A-025A | 17690.2 | DPU Series | 1￠*220VAC*25A*REMOTE * 2M +RS-485 | THYRISTOR UNIT
751190010029 | DPU12A-025N | 14448 | DPU Series | 1￠*220VAC*25A | THYRISTOR UNIT
751190010044 | DPU12A-040R | 19186.6 | DPU Series | 1￠*220VAC*40A*RS-485 | THYRISTOR UNIT
751190010263 | DPU12A-040D | 16451.8 | DPU Series | 1￠*220VAC*40A*Remote* 2M | THYRISTOR UNIT
751190010277 | DPU12A-040A | 19436 | DPU Series | 1￠*220VAC*40A*REMOTE * 2M +RS-485 | THYRISTOR UNIT
751190010030 | DPU12A-040N | 16202.4 | DPU Series | 1￠*220VAC*40A | THYRISTOR UNIT
751190010045 | DPU12A-050R | 19934.8 | DPU Series | 1￠*220VAC*50A*RS-485 | THYRISTOR UNIT
751190010264 | DPU12A-050D | 17191.4 | DPU Series | 1￠*220VAC*50A*Remote* 2M | THYRISTOR UNIT
751190010278 | DPU12A-050A | 20184.2 | DPU Series | 1￠*220VAC*50A*REMOTE * 2M +RS-485 | THYRISTOR UNIT
751190010031 | DPU12A-050N | 16942 | DPU Series | 1￠*220VAC*50A | THYRISTOR UNIT
751190010046 | DPU12A-070R | 20932.4 | DPU Series | 1￠*220VAC*70A*RS-485 | THYRISTOR UNIT
751190010265 | DPU12A-070D | 18197.6 | DPU Series | 1￠*220VAC*70A*Remote* 2M | THYRISTOR UNIT
751190010279 | DPU12A-070A | 21181.8 | DPU Series | 1￠*220VAC*70A*REMOTE * 2M +RS-485 | THYRISTOR UNIT
751190010032 | DPU12A-070N | 17948.2 | DPU Series | 1￠*220VAC*70A | THYRISTOR UNIT
751190010047 | DPU12B-080R | 23426.4 | DPU Series | 1￠*220VAC*80A*RS-485 | THYRISTOR UNIT
751190010266 | DPU12B-080D | 20691.6 | DPU Series | 1￠*220VAC*80A*Remote* 2M | THYRISTOR UNIT
751190010280 | DPU12B-080A | 23675.8 | DPU Series | 1￠*220VAC*80A*REMOTE * 2M +RS-485 | THYRISTOR UNIT
751190010033 | DPU12B-080N | 20433.6 | DPU Series | 1￠*220VAC*80A | THYRISTOR UNIT
751190010048 | DPU12B-100R | 26015 | DPU Series | 1￠*220VAC*100A*RS-485 | THYRISTOR UNIT
751190010267 | DPU12B-100D | 23555.4 | DPU Series | 1￠*220VAC*100A*Remote* 2M | THYRISTOR UNIT
751190010281 | DPU12B-100A | 26247.2 | DPU Series | 1￠*220VAC*100A*REMOTE * 2M +RS-485 | THYRISTOR UNIT
751190010034 | DPU12B-100N | 25911.8 | DPU Series | 1￠*220VAC*100A | THYRISTOR UNIT
751190010049 | DPU12B-120R | 26918 | DPU Series | 1￠*220VAC*120A*RS-485 | THYRISTOR UNIT
751190010268 | DPU12B-120D | 24441.2 | DPU Series | 1￠*220VAC*120A*Remote* 2M | THYRISTOR UNIT
751190010282 | DPU12B-120A | 27141.6 | DPU Series | 1￠*220VAC*120A*REMOTE * 2M +RS-485 | THYRISTOR UNIT
751190010035 | DPU12B-120N | 26918 | DPU Series | 1￠*220VAC*120A | THYRISTOR UNIT
751190010050 | DPU12B-150R | 28706.8 | DPU Series | 1￠*220VAC*150A*RS-485 | THYRISTOR UNIT
751190010269 | DPU12B-150D | 26247.2 | DPU Series | 1￠*220VAC*150A*Remote* 2M | THYRISTOR UNIT
751190010283 | DPU12B-150A | 28930.4 | DPU Series | 1￠*220VAC*150A*REMOTE * 2M +RS-485 | THYRISTOR UNIT
751190010036 | DPU12B-150N | 28913.2 | DPU Series | 1￠*220VAC*150A | THYRISTOR UNIT
751190010413 | DPU12B-180R | 30504.2 | DPU Series | 1￠*220VAC*180A*RS-485 | THYRISTOR UNIT
751190010411 | DPU12B-180D | 28036 | DPU Series | 1￠*220VAC*180A*Remote* 2M | THYRISTOR UNIT
751190010410 | DPU12B-180A | 32525.2 | DPU Series | 1￠*220VAC*180A*REMOTE * 2M +RS-485 | THYRISTOR UNIT
751190010412 | DPU12B-180N | 30899.8 | DPU Series | 1￠*220VAC*180A | THYRISTOR UNIT
751190010051 | DPU12B-200R | 33643.2 | DPU Series | 1￠*220VAC*200A*RS-485 | THYRISTOR UNIT
751190010270 | DPU12B-200D | 31175 | DPU Series | 1￠*220VAC*200A*Remote* 2M | THYRISTOR UNIT
751190010284 | DPU12B-200A | 33866.8 | DPU Series | 1￠*220VAC*200A*REMOTE * 2M +RS-485 | THYRISTOR UNIT
751190010037 | DPU12B-200N | 34391.4 | DPU Series | 1￠*220VAC*200A | THYRISTOR UNIT
751190010052 | DPU12C-250R | 41942.2 | DPU Series | 1￠*220VAC*250A*RS-485 | THYRISTOR UNIT
751190010271 | DPU12C-250D | 38923.6 | DPU Series | 1￠*220VAC*250A*Remote* 2M | THYRISTOR UNIT
751190010285 | DPU12C-250A | 42217.4 | DPU Series | 1￠*220VAC*250A*REMOTE * 2M +RS-485 | THYRISTOR UNIT
751190010038 | DPU12C-250N | 40764 | DPU Series | 1￠*220VAC*250A | THYRISTOR UNIT
751190010053 | DPU12C-350R | 46354 | DPU Series | 1￠*220VAC*350A*RS-485 | THYRISTOR UNIT
751190010272 | DPU12C-350D | 43610.6 | DPU Series | 1￠*220VAC*350A*Remote* 2M | THYRISTOR UNIT
751190010286 | DPU12C-350A | 46603.4 | DPU Series | 1￠*220VAC*350A*REMOTE * 2M +RS-485 | THYRISTOR UNIT
751190010039 | DPU12C-350N | 47695.6 | DPU Series | 1￠*220VAC*350A | THYRISTOR UNIT
751190010054 | DPU12D-400R | 64147.4 | DPU Series | 1￠*220VAC*400A*RS-485 | THYRISTOR UNIT
751190010273 | DPU12D-400D | 60587 | DPU Series | 1￠*220VAC*400A*Remote* 2M | THYRISTOR UNIT
751190010287 | DPU12D-400A | 64465.6 | DPU Series | 1￠*220VAC*400A*REMOTE * 2M +RS-485 | THYRISTOR UNIT
751190010040 | DPU12D-400N | 64887 | DPU Series | 1￠*220VAC*400A | THYRISTOR UNIT
751190010055 | DPU12D-500R | 75740.2 | DPU Series | 1￠*220VAC*500A*RS-485 | THYRISTOR UNIT
751190010274 | DPU12D-500D | 72558.2 | DPU Series | 1￠*220VAC*500A*Remote* 2M | THYRISTOR UNIT
751190010288 | DPU12D-500A | 76024 | DPU Series | 1￠*220VAC*500A*REMOTE * 2M +RS-485 | THYRISTOR UNIT
751190010041 | DPU12D-500N | 74759.8 | DPU Series | 1￠*220VAC*500A | THYRISTOR UNIT
751190010056 | DPU12D-600R | 86129 | DPU Series | 1￠*220VAC*600A*RS-485 | THYRISTOR UNIT
751190010275 | DPU12D-600D | 82835.2 | DPU Series | 1￠*220VAC*600A*Remote* 2M | THYRISTOR UNIT
751190010289 | DPU12D-600A | 86430 | DPU Series | 1￠*220VAC*600A*REMOTE * 2M +RS-485 | THYRISTOR UNIT
751190010042 | DPU12D-600N | 68782.8 | DPU Series | 1￠*220VAC*600A | THYRISTOR UNIT
751190010071 | DPU13A-025R | 17440.8 | DPU Series | 1￠*380VAC*25A*RS-485 | THYRISTOR UNIT
751190010290 | DPU13A-025D | 14697.4 | DPU Series | 1￠*380VAC*25A*Remote* 2M | THYRISTOR UNIT
751190010304 | DPU13A-025A | 17690.2 | DPU Series | 1￠*380VAC*25A*REMOTE * 2M +RS-485 | THYRISTOR UNIT
751190010057 | DPU13A-025N | 14448 | DPU Series | 1￠*380VAC*25A | THYRISTOR UNIT
751190010072 | DPU13A-040R | 19186.6 | DPU Series | 1￠*380VAC*40A*RS-485 | THYRISTOR UNIT
751190010291 | DPU13A-040D | 16451.8 | DPU Series | 1￠*380VAC*40A*Remote* 2M | THYRISTOR UNIT
751190010305 | DPU13A-040A | 19436 | DPU Series | 1￠*380VAC*40A*REMOTE * 2M +RS-485 | THYRISTOR UNIT
751190010058 | DPU13A-040N | 16202.4 | DPU Series | 1￠*380VAC*40A | THYRISTOR UNIT
751190010073 | DPU13A-050R | 19934.8 | DPU Series | 1￠*380VAC*50A*RS-485 | THYRISTOR UNIT
751190010292 | DPU13A-050D | 17191.4 | DPU Series | 1￠*380VAC*50A*Remote* 2M | THYRISTOR UNIT
751190010306 | DPU13A-050A | 20184.2 | DPU Series | 1￠*380VAC*50A*REMOTE * 2M +RS-485 | THYRISTOR UNIT
751190010059 | DPU13A-050N | 16942 | DPU Series | 1￠*380VAC*50A | THYRISTOR UNIT
751190010074 | DPU13A-070R | 20932.4 | DPU Series | 1￠*380VAC*70A*RS-485 | THYRISTOR UNIT
751190010293 | DPU13A-070D | 18197.6 | DPU Series | 1￠*380VAC*70A*Remote* 2M | THYRISTOR UNIT
751190010307 | DPU13A-070A | 21181.8 | DPU Series | 1￠*380VAC*70A*REMOTE * 2M +RS-485 | THYRISTOR UNIT
751190010060 | DPU13A-070N | 17948.2 | DPU Series | 1￠*380VAC*70A | THYRISTOR UNIT
751190010075 | DPU13B-080R | 23426.4 | DPU Series | 1￠*380VAC*80A*RS-485 | THYRISTOR UNIT
751190010294 | DPU13B-080D | 20691.6 | DPU Series | 1￠*380VAC*80A*Remote* 2M | THYRISTOR UNIT
751190010308 | DPU13B-080A | 23675.8 | DPU Series | 1￠*380VAC*80A*REMOTE * 2M +RS-485 | THYRISTOR UNIT
751190010061 | DPU13B-080N | 20433.6 | DPU Series | 1￠*380VAC*80A | THYRISTOR UNIT
751190010076 | DPU13B-100R | 26015 | DPU Series | 1￠*380VAC*100A*RS-485 | THYRISTOR UNIT
751190010295 | DPU13B-100D | 23555.4 | DPU Series | 1￠*380VAC*100A*Remote* 2M | THYRISTOR UNIT
751190010309 | DPU13B-100A | 26247.2 | DPU Series | 1￠*380VAC*100A*REMOTE * 2M +RS-485 | THYRISTOR UNIT
751190010062 | DPU13B-100N | 25911.8 | DPU Series | 1￠*380VAC*100A | THYRISTOR UNIT
751190010077 | DPU13B-120R | 26918 | DPU Series | 1￠*380VAC*120A*RS-485 | THYRISTOR UNIT
751190010296 | DPU13B-120D | 24441.2 | DPU Series | 1￠*380VAC*120A*Remote* 2M | THYRISTOR UNIT
751190010310 | DPU13B-120A | 27141.6 | DPU Series | 1￠*380VAC*120A*REMOTE * 2M +RS-485 | THYRISTOR UNIT
751190010063 | DPU13B-120N | 26918 | DPU Series | 1￠*380VAC*120A | THYRISTOR UNIT
751190010078 | DPU13B-150R | 28706.8 | DPU Series | 1￠*380VAC*150A*RS-485 | THYRISTOR UNIT
751190010297 | DPU13B-150D | 26247.2 | DPU Series | 1￠*380VAC*150A*Remote* 2M | THYRISTOR UNIT
751190010311 | DPU13B-150A | 28930.4 | DPU Series | 1￠*380VAC*150A*REMOTE * 2M +RS-485 | THYRISTOR UNIT
751190010064 | DPU13B-150N | 28913.2 | DPU Series | 1￠*380VAC*150A | THYRISTOR UNIT
751190010423 | DPU13B-180R | 30504.2 | DPU Series | 1￠*380VAC*180A*RS-485 | THYRISTOR UNIT
751190010421 | DPU13B-180D | 28036 | DPU Series | 1￠*380VAC*180A*Remote* 2M | THYRISTOR UNIT
751190010420 | DPU13B-180A | 32525.2 | DPU Series | 1￠*380VAC*180A*REMOTE * 2M +RS-485 | THYRISTOR UNIT
751190010422 | DPU13B-180N | 30899.8 | DPU Series | 1￠*380VAC*180A | THYRISTOR UNIT
751190010079 | DPU13B-200R | 33643.2 | DPU Series | 1￠*380VAC*200A*RS-485 | THYRISTOR UNIT
751190010298 | DPU13B-200D | 31175 | DPU Series | 1￠*380VAC*200A*Remote* 2M | THYRISTOR UNIT
751190010312 | DPU13B-200A | 33866.8 | DPU Series | 1￠*380VAC*200A*REMOTE * 2M +RS-485 | THYRISTOR UNIT
751190010065 | DPU13B-200N | 34391.4 | DPU Series | 1￠*380VAC*200A | THYRISTOR UNIT
751190010080 | DPU13C-250R | 41942.2 | DPU Series | 1￠*380VAC*250A*RS-485 | THYRISTOR UNIT
751190010299 | DPU13C-250D | 38923.6 | DPU Series | 1￠*380VAC*250A*Remote* 2M | THYRISTOR UNIT
751190010313 | DPU13C-250A | 42217.4 | DPU Series | 1￠*380VAC*250A*REMOTE * 2M +RS-485 | THYRISTOR UNIT
751190010066 | DPU13C-250N | 40764 | DPU Series | 1￠*380VAC*250A | THYRISTOR UNIT
751190010081 | DPU13C-350R | 46354 | DPU Series | 1￠*380VAC*350A*RS-485 | THYRISTOR UNIT
751190010300 | DPU13C-350D | 43610.6 | DPU Series | 1￠*380VAC*350A*Remote* 2M | THYRISTOR UNIT
751190010314 | DPU13C-350A | 46603.4 | DPU Series | 1￠*380VAC*350A*REMOTE * 2M +RS-485 | THYRISTOR UNIT
751190010067 | DPU13C-350N | 47695.6 | DPU Series | 1￠*380VAC*350A | THYRISTOR UNIT
751190010082 | DPU13D-400R | 64147.4 | DPU Series | 1￠*380VAC*400A*RS-485 | THYRISTOR UNIT
751190010301 | DPU13D-400D | 60587 | DPU Series | 1￠*380VAC*400A*Remote* 2M | THYRISTOR UNIT
751190010315 | DPU13D-400A | 64465.6 | DPU Series | 1￠*380VAC*400A*REMOTE * 2M +RS-485 | THYRISTOR UNIT
751190010068 | DPU13D-400N | 64887 | DPU Series | 1￠*380VAC*400A | THYRISTOR UNIT
751190010083 | DPU13D-500R | 75740.2 | DPU Series | 1￠*380VAC*500A*RS-485 | THYRISTOR UNIT
751190010302 | DPU13D-500D | 72558.2 | DPU Series | 1￠*380VAC*500A*Remote* 2M | THYRISTOR UNIT
751190010316 | DPU13D-500A | 76024 | DPU Series | 1￠*380VAC*500A*REMOTE * 2M +RS-485 | THYRISTOR UNIT
751190010069 | DPU13D-500N | 74759.8 | DPU Series | 1￠*380VAC*500A | THYRISTOR UNIT
751190010084 | DPU13D-600R | 86129 | DPU Series | 1￠*380VAC*600A*RS-485 | THYRISTOR UNIT
751190010303 | DPU13D-600D | 82835.2 | DPU Series | 1￠*380VAC*600A*Remote* 2M | THYRISTOR UNIT
751190010317 | DPU13D-600A | 86430 | DPU Series | 1￠*380VAC*600A*REMOTE * 2M +RS-485 | THYRISTOR UNIT
751190010070 | DPU13D-600N | 68782.8 | DPU Series | 1￠*380VAC*600A | THYRISTOR UNIT
751190010099 | DPU14A-025R | 17440.8 | DPU Series | 1￠*440VAC*25A*RS-485 | THYRISTOR UNIT
751190010318 | DPU14A-025D | 14697.4 | DPU Series | 1￠*440VAC*25A*Remote* 2M | THYRISTOR UNIT
751190010332 | DPU14A-025A | 17690.2 | DPU Series | 1￠*440VAC*25A*REMOTE * 2M +RS-485 | THYRISTOR UNIT
751190010085 | DPU14A-025N | 14448 | DPU Series | 1￠*440VAC*25A | THYRISTOR UNIT
751190010100 | DPU14A-040R | 19186.6 | DPU Series | 1￠*440VAC*40A*RS-485 | THYRISTOR UNIT
751190010319 | DPU14A-040D | 16451.8 | DPU Series | 1￠*440VAC*40A*Remote* 2M | THYRISTOR UNIT
751190010333 | DPU14A-040A | 19436 | DPU Series | 1￠*440VAC*40A*REMOTE * 2M +RS-485 | THYRISTOR UNIT
751190010086 | DPU14A-040N | 16202.4 | DPU Series | 1￠*440VAC*40A | THYRISTOR UNIT
751190010101 | DPU14A-050R | 19934.8 | DPU Series | 1￠*440VAC*50A*RS-485 | THYRISTOR UNIT
751190010320 | DPU14A-050D | 17191.4 | DPU Series | 1￠*440VAC*50A*Remote* 2M | THYRISTOR UNIT
751190010334 | DPU14A-050A | 20184.2 | DPU Series | 1￠*440VAC*50A*REMOTE * 2M +RS-485 | THYRISTOR UNIT
751190010087 | DPU14A-050N | 16942 | DPU Series | 1￠*440VAC*50A | THYRISTOR UNIT
751190010102 | DPU14A-070R | 20932.4 | DPU Series | 1￠*440VAC*70A*RS-485 | THYRISTOR UNIT
751190010321 | DPU14A-070D | 18197.6 | DPU Series | 1￠*440VAC*70A*Remote* 2M | THYRISTOR UNIT
751190010335 | DPU14A-070A | 21181.8 | DPU Series | 1￠*440VAC*70A*REMOTE * 2M +RS-485 | THYRISTOR UNIT
751190010088 | DPU14A-070N | 17948.2 | DPU Series | 1￠*440VAC*70A | THYRISTOR UNIT
751190010103 | DPU14B-080R | 23426.4 | DPU Series | 1￠*440VAC*80A*RS-485 | THYRISTOR UNIT
751190010322 | DPU14B-080D | 20691.6 | DPU Series | 1￠*440VAC*80A*Remote* 2M | THYRISTOR UNIT
751190010336 | DPU14B-080A | 23675.8 | DPU Series | 1￠*440VAC*80A*REMOTE * 2M +RS-485 | THYRISTOR UNIT
751190010089 | DPU14B-080N | 20433.6 | DPU Series | 1￠*440VAC*80A | THYRISTOR UNIT
751190010104 | DPU14B-100R | 26015 | DPU Series | 1￠*440VAC*100A*RS-485 | THYRISTOR UNIT
751190010323 | DPU14B-100D | 23555.4 | DPU Series | 1￠*440VAC*100A*Remote* 2M | THYRISTOR UNIT
751190010337 | DPU14B-100A | 26247.2 | DPU Series | 1￠*440VAC*100A*REMOTE * 2M +RS-485 | THYRISTOR UNIT
751190010090 | DPU14B-100N | 25911.8 | DPU Series | 1￠*440VAC*100A | THYRISTOR UNIT
751190010105 | DPU14B-120R | 26918 | DPU Series | 1￠*440VAC*120A*RS-485 | THYRISTOR UNIT
751190010324 | DPU14B-120D | 24441.2 | DPU Series | 1￠*440VAC*120A*Remote* 2M | THYRISTOR UNIT
751190010338 | DPU14B-120A | 27141.6 | DPU Series | 1￠*440VAC*120A*REMOTE * 2M +RS-485 | THYRISTOR UNIT
751190010091 | DPU14B-120N | 26918 | DPU Series | 1￠*440VAC*120A | THYRISTOR UNIT
751190010106 | DPU14B-150R | 28706.8 | DPU Series | 1￠*440VAC*150A*RS-485 | THYRISTOR UNIT
751190010325 | DPU14B-150D | 26247.2 | DPU Series | 1￠*440VAC*150A*Remote* 2M | THYRISTOR UNIT
751190010339 | DPU14B-150A | 28930.4 | DPU Series | 1￠*440VAC*150A*REMOTE * 2M +RS-485 | THYRISTOR UNIT
751190010092 | DPU14B-150N | 28913.2 | DPU Series | 1￠*440VAC*150A | THYRISTOR UNIT
751190010433 | DPU14B-180R | 30504.2 | DPU Series | 1￠*440VAC*180A*RS-485 | THYRISTOR UNIT
751190010431 | DPU14B-180D | 28036 | DPU Series | 1￠*440VAC*180A*Remote* 2M | THYRISTOR UNIT
751190010430 | DPU14B-180A | 32525.2 | DPU Series | 1￠*440VAC*180A*REMOTE * 2M +RS-485 | THYRISTOR UNIT
751190010432 | DPU14B-180N | 30899.8 | DPU Series | 1￠*440VAC*180A | THYRISTOR UNIT
751190010107 | DPU14B-200R | 33643.2 | DPU Series | 1￠*440VAC*200A*RS-485 | THYRISTOR UNIT
751190010326 | DPU14B-200D | 31175 | DPU Series | 1￠*440VAC*200A*Remote* 2M | THYRISTOR UNIT
751190010340 | DPU14B-200A | 33866.8 | DPU Series | 1￠*440VAC*200A*REMOTE * 2M +RS-485 | THYRISTOR UNIT
751190010093 | DPU14B-200N | 34391.4 | DPU Series | 1￠*440VAC*200A | THYRISTOR UNIT
751190010108 | DPU14C-250R | 41942.2 | DPU Series | 1￠*440VAC*250A*RS-485 | THYRISTOR UNIT
751190010327 | DPU14C-250D | 38923.6 | DPU Series | 1￠*440VAC*250A*Remote* 2M | THYRISTOR UNIT
751190010341 | DPU14C-250A | 42217.4 | DPU Series | 1￠*440VAC*250A*REMOTE * 2M +RS-485 | THYRISTOR UNIT
751190010094 | DPU14C-250N | 40764 | DPU Series | 1￠*440VAC*250A | THYRISTOR UNIT
751190010109 | DPU14C-350R | 46354 | DPU Series | 1￠*440VAC*350A*RS-485 | THYRISTOR UNIT
751190010328 | DPU14C-350D | 43610.6 | DPU Series | 1￠*440VAC*350A*Remote* 2M | THYRISTOR UNIT
751190010342 | DPU14C-350A | 46603.4 | DPU Series | 1￠*440VAC*350A*REMOTE * 2M +RS-485 | THYRISTOR UNIT
751190010095 | DPU14C-350N | 47695.6 | DPU Series | 1￠*440VAC*350A | THYRISTOR UNIT
751190010110 | DPU14D-400R | 64147.4 | DPU Series | 1￠*440VAC*400A*RS-485 | THYRISTOR UNIT
751190010329 | DPU14D-400D | 60587 | DPU Series | 1￠*440VAC*400A*Remote* 2M | THYRISTOR UNIT
751190010343 | DPU14D-400A | 64465.6 | DPU Series | 1￠*440VAC*400A*REMOTE * 2M +RS-485 | THYRISTOR UNIT
751190010096 | DPU14D-400N | 64887 | DPU Series | 1￠*440VAC*400A | THYRISTOR UNIT
751190010111 | DPU14D-500R | 75740.2 | DPU Series | 1￠*440VAC*500A*RS-485 | THYRISTOR UNIT
751190010330 | DPU14D-500D | 72558.2 | DPU Series | 1￠*440VAC*500A*Remote* 2M | THYRISTOR UNIT
751190010344 | DPU14D-500A | 76024 | DPU Series | 1￠*440VAC*500A*REMOTE * 2M +RS-485 | THYRISTOR UNIT
751190010097 | DPU14D-500N | 74759.8 | DPU Series | 1￠*440VAC*500A | THYRISTOR UNIT
751190010112 | DPU14D-600R | 86129 | DPU Series | 1￠*440VAC*600A*RS-485 | THYRISTOR UNIT
751190010331 | DPU14D-600D | 82835.2 | DPU Series | 1￠*440VAC*600A*Remote* 2M | THYRISTOR UNIT
751190010345 | DPU14D-600A | 86430 | DPU Series | 1￠*440VAC*600A*REMOTE * 2M +RS-485 | THYRISTOR UNIT
751190010098 | DPU14D-600N | 68782.8 | DPU Series | 1￠*440VAC*600A | THYRISTOR UNIT
751190010114 | DPU31A-025R | 38158.2 | DPU Series | 3￠*110V*25A*RS-485 | THYRISTOR UNIT
751190010115 | DPU31A-025D | 34976.2 | DPU Series | 3￠*110V*25A*Remote *2M | THYRISTOR UNIT
751190010116 | DPU31A-025A | 38450.6 | DPU Series | 3￠*110V*25A*REMOTE * 2M +RS-485 | THYRISTOR UNIT
751190010117 | DPU31A-025N | 35887.8 | DPU Series | 3￠*110V*25A | THYRISTOR UNIT
751190010118 | DPU31A-040R | 39026.8 | DPU Series | 3￠*110V*40A*RS-485 | THYRISTOR UNIT
751190010119 | DPU31A-040D | 35844.8 | DPU Series | 3￠*110V*40A*Remote* 2M | THYRISTOR UNIT
751190010120 | DPU31A-040A | 39310.6 | DPU Series | 3￠*110V*40A*REMOTE * 2M +RS-485 | THYRISTOR UNIT
751190010121 | DPU31A-040N | 36782.2 | DPU Series | 3￠*110V*40A | THYRISTOR UNIT
751190010122 | DPU31A-050R | 41047.8 | DPU Series | 3￠*110V*50A*RS-485 | THYRISTOR UNIT
751190010123 | DPU31A-050D | 37865.8 | DPU Series | 3￠*110V*50A*Remote* 2M | THYRISTOR UNIT
751190010124 | DPU31A-050A | 41340.2 | DPU Series | 3￠*110V*50A*REMOTE * 2M +RS-485 | THYRISTOR UNIT
751190010125 | DPU31A-050N | 38872 | DPU Series | 3￠*110V*50A | THYRISTOR UNIT
751190010126 | DPU31B-070R | 49149 | DPU Series | 3￠*110V*70A*RS-485 | THYRISTOR UNIT
751190010127 | DPU31B-070D | 45967 | DPU Series | 3￠*110V*70A*Remote* 2M | THYRISTOR UNIT
751190010128 | DPU31B-070A | 49432.8 | DPU Series | 3￠*110V*70A*REMOTE * 2M +RS-485 | THYRISTOR UNIT
751190010129 | DPU31B-070N | 47248.4 | DPU Series | 3￠*110V*70A | THYRISTOR UNIT
751190010130 | DPU31B-080R | 49149 | DPU Series | 3￠*110V*80A*RS-485 | THYRISTOR UNIT
751190010131 | DPU31B-080D | 45967 | DPU Series | 3￠*110V*80A*Remote* 2M | THYRISTOR UNIT
751190010132 | DPU31B-080A | 49432.8 | DPU Series | 3￠*110V*80A*REMOTE * 2M +RS-485 | THYRISTOR UNIT
751190010133 | DPU31B-080N | 47248.4 | DPU Series | 3￠*110V*80A | THYRISTOR UNIT
751190010134 | DPU31B-100R | 49149 | DPU Series | 3￠*110V*100A*RS-485 | THYRISTOR UNIT
751190010135 | DPU31B-100D | 45967 | DPU Series | 3￠*110V*100A*Remote* 2M | THYRISTOR UNIT
751190010136 | DPU31B-100A | 49432.8 | DPU Series | 3￠*110V*100A*REMOTE * 2M +RS-485 | THYRISTOR UNIT
751190010137 | DPU31B-100N | 47248.4 | DPU Series | 3￠*110V*100A | THYRISTOR UNIT
751190010138 | DPU31B-120R | 49149 | DPU Series | 3￠*110V*120A*RS-485 | THYRISTOR UNIT
751190010139 | DPU31B-120D | 45967 | DPU Series | 3￠*110V*120A*Remote* 2M | THYRISTOR UNIT
751190010140 | DPU31B-120A | 49432.8 | DPU Series | 3￠*110V*120A*REMOTE * 2M +RS-485 | THYRISTOR UNIT
751190010141 | DPU31B-120N | 47248.4 | DPU Series | 3￠*110V*120A | THYRISTOR UNIT
751190010142 | DPU31B-150R | 58970.2 | DPU Series | 3￠*110V*150A*RS-485 | THYRISTOR UNIT
751190010143 | DPU31B-150D | 55788.2 | DPU Series | 3￠*110V*150A*Remote* 2M | THYRISTOR UNIT
751190010144 | DPU31B-150A | 59262.6 | DPU Series | 3￠*110V*150A*REMOTE * 2M +RS-485 | THYRISTOR UNIT
751190010145 | DPU31B-150N | 57422.2 | DPU Series | 3￠*110V*150A | THYRISTOR UNIT
751190010146 | DPU31B-180R | 58970.2 | DPU Series | 3￠*110V*180A*RS-485 | THYRISTOR UNIT
751190010147 | DPU31B-180D | 55788.2 | DPU Series | 3￠*110V*180A*Remote* 2M | THYRISTOR UNIT
751190010148 | DPU31B-180A | 59262.6 | DPU Series | 3￠*110V*180A*REMOTE * 2M +RS-485 | THYRISTOR UNIT
751190010149 | DPU31B-180N | 57422.2 | DPU Series | 3￠*110V*180A | THYRISTOR UNIT
751190010150 | DPU31B-200R | 58970.2 | DPU Series | 3￠*110V*200A*RS-485 | THYRISTOR UNIT
751190010151 | DPU31B-200D | 55788.2 | DPU Series | 3￠*110V*200A*Remote* 2M | THYRISTOR UNIT
751190010152 | DPU31B-200A | 59262.6 | DPU Series | 3￠*110V*200A*REMOTE * 2M +RS-485 | THYRISTOR UNIT
751190010153 | DPU31B-200N | 57422.2 | DPU Series | 3￠*110V*200A | THYRISTOR UNIT
751190010154 | DPU31C-250R | 95976 | DPU Series | 3￠*110V*250A*RS-485 | THYRISTOR UNIT
751190010155 | DPU31C-250D | 92794 | DPU Series | 3￠*110V*250A*Remote* 2M | THYRISTOR UNIT
751190010156 | DPU31C-250A | 96268.4 | DPU Series | 3￠*110V*250A*REMOTE * 2M +RS-485 | THYRISTOR UNIT
751190010157 | DPU31C-250N | 95692.2 | DPU Series | 3￠*110V*250A | THYRISTOR UNIT
751190010158 | DPU31C-350R | 95976 | DPU Series | 3￠*110V*350A*RS-485 | THYRISTOR UNIT
751190010159 | DPU31C-350D | 92794 | DPU Series | 3￠*110V*350A*Remote* 2M | THYRISTOR UNIT
751190010160 | DPU31C-350A | 96268.4 | DPU Series | 3￠*110V*350A*REMOTE * 2M +RS-485 | THYRISTOR UNIT
751190010161 | DPU31C-350N | 95692.2 | DPU Series | 3￠*110V*350A | THYRISTOR UNIT
751190010162 | DPU31D-400R | 145116.4 | DPU Series | 3￠*110V*400A*RS-485 | THYRISTOR UNIT
751190010163 | DPU31D-400D | 141934.4 | DPU Series | 3￠*110V*400A*Remote* 2M | THYRISTOR UNIT
751190010164 | DPU31D-400A | 145400.2 | DPU Series | 3￠*110V*400A*REMOTE * 2M +RS-485 | THYRISTOR UNIT
751190010165 | DPU31D-400N | 141642 | DPU Series | 3￠*110V*400A | THYRISTOR UNIT
751190010166 | DPU31D-500R | 153785.2 | DPU Series | 3￠*110V*500A*RS-485 | THYRISTOR UNIT
751190010167 | DPU31D-500D | 150611.8 | DPU Series | 3￠*110V*500A*Remote* 2M | THYRISTOR UNIT
751190010168 | DPU31D-500A | 154077.6 | DPU Series | 3￠*110V*500A*REMOTE * 2M +RS-485 | THYRISTOR UNIT
751190010169 | DPU31D-500N | 150319.4 | DPU Series | 3￠*110V*500A | THYRISTOR UNIT
751190010170 | DPU31D-600R | 153785.2 | DPU Series | 3￠*110V*600A*RS-485 | THYRISTOR UNIT
751190010171 | DPU31D-600D | 150611.8 | DPU Series | 3￠*110V*600A*Remote* 2M | THYRISTOR UNIT
751190010172 | DPU31D-600A | 154077.6 | DPU Series | 3￠*110V*600A*REMOTE * 2M +RS-485 | THYRISTOR UNIT
751190010173 | DPU31D-600N | 150319.4 | DPU Series | 3￠*110V*600A | THYRISTOR UNIT
751190010174 | DPU32A-025R | 38158.2 | DPU Series | 3￠*220V*25A*RS-485 | THYRISTOR UNIT
751190010175 | DPU32A-025D | 34976.2 | DPU Series | 3￠*220V*25A*Remote | THYRISTOR UNIT
751190010176 | DPU32A-025A | 38450.6 | DPU Series | 3￠*220V*25A*Remote +RS-485 | THYRISTOR UNIT
751190010177 | DPU32A-025N | 35887.8 | DPU Series | 3￠*220V*25A | THYRISTOR UNIT
751190010178 | DPU32A-040R | 39026.8 | DPU Series | 3￠*220V*40A*RS-485 | THYRISTOR UNIT
751190010179 | DPU32A-040D | 35844.8 | DPU Series | 3￠*220V*40A*Remote | THYRISTOR UNIT
751190010180 | DPU32A-040A | 39310.6 | DPU Series | 3￠*220V*40A*Remote +RS-485 | THYRISTOR UNIT
751190010181 | DPU32A-040N | 36782.2 | DPU Series | 3￠*220V*40A | THYRISTOR UNIT
751190010182 | DPU32A-050R | 41047.8 | DPU Series | 3￠*220V*50A*RS-485 | THYRISTOR UNIT
751190010183 | DPU32A-050D | 37865.8 | DPU Series | 3￠*220V*50A*Remote | THYRISTOR UNIT
751190010184 | DPU32A-050A | 41340.2 | DPU Series | 3￠*220V*50A*Remote +RS-485 | THYRISTOR UNIT
751190010185 | DPU32A-050N | 38872 | DPU Series | 3￠*220V*50A | THYRISTOR UNIT
751190010186 | DPU32B-070R | 49149 | DPU Series | 3￠*220V*70A*RS-485 | THYRISTOR UNIT
751190010187 | DPU32B-070D | 45967 | DPU Series | 3￠*220V*70A*Remote | THYRISTOR UNIT
751190010188 | DPU32B-070A | 49432.8 | DPU Series | 3￠*220V*70A*Remote +RS-485 | THYRISTOR UNIT
751190010189 | DPU32B-070N | 47248.4 | DPU Series | 3￠*220V*70A | THYRISTOR UNIT
751190010190 | DPU32B-080R | 49149 | DPU Series | 3￠*220V*80A*RS-485 | THYRISTOR UNIT
751190010191 | DPU32B-080D | 45967 | DPU Series | 3￠*220V*80A*Remote | THYRISTOR UNIT
751190010192 | DPU32B-080A | 49432.8 | DPU Series | 3￠*220V*80A*Remote +RS-485 | THYRISTOR UNIT
751190010193 | DPU32B-080N | 47248.4 | DPU Series | 3￠*220V*80A | THYRISTOR UNIT
751190010194 | DPU32B-100R | 49149 | DPU Series | 3￠*220V*100A*RS-485 | THYRISTOR UNIT
751190010195 | DPU32B-100D | 45967 | DPU Series | 3￠*220V*100A*Remote | THYRISTOR UNIT
751190010196 | DPU32B-100A | 49432.8 | DPU Series | 3￠*220V*100A*Remote +RS-485 | THYRISTOR UNIT
751190010197 | DPU32B-100N | 47248.4 | DPU Series | 3￠*220V*100A | THYRISTOR UNIT
751190010198 | DPU32B-120R | 49149 | DPU Series | 3￠*220V*120A*RS-485 | THYRISTOR UNIT
751190010199 | DPU32B-120D | 45967 | DPU Series | 3￠*220V*120A*Remote | THYRISTOR UNIT
751190010200 | DPU32B-120A | 49432.8 | DPU Series | 3￠*220V*120A*Remote +RS-485 | THYRISTOR UNIT
751190010201 | DPU32B-120N | 47248.4 | DPU Series | 3￠*220V*120A | THYRISTOR UNIT
751190010202 | DPU32B-150R | 58970.2 | DPU Series | 3￠*220V*150A*RS-485 | THYRISTOR UNIT
751190010203 | DPU32B-150D | 55788.2 | DPU Series | 3￠*220V*150A*Remote | THYRISTOR UNIT
751190010204 | DPU32B-150A | 59262.6 | DPU Series | 3￠*220V*150A*Remote +RS-485 | THYRISTOR UNIT
751190010205 | DPU32B-150N | 57422.2 | DPU Series | 3￠*220V*150A | THYRISTOR UNIT
751190010206 | DPU32B-180R | 58970.2 | DPU Series | 3￠*220V*180A*RS-485 | THYRISTOR UNIT
751190010207 | DPU32B-180D | 55788.2 | DPU Series | 3￠*220V*180A*Remote | THYRISTOR UNIT
751190010208 | DPU32B-180A | 59262.6 | DPU Series | 3￠*220V*180A*Remote +RS-485 | THYRISTOR UNIT
751190010209 | DPU32B-180N | 57422.2 | DPU Series | 3￠*220V*180A | THYRISTOR UNIT
751190010210 | DPU32B-200R | 58970.2 | DPU Series | 3￠*220V*200A*RS-485 | THYRISTOR UNIT
751190010211 | DPU32B-200D | 55788.2 | DPU Series | 3￠*220V*200A*Remote | THYRISTOR UNIT
751190010212 | DPU32B-200A | 59262.6 | DPU Series | 3￠*220V*200A*Remote +RS-485 | THYRISTOR UNIT
751190010213 | DPU32B-200N | 57422.2 | DPU Series | 3￠*220V*200A | THYRISTOR UNIT
751190010214 | DPU32C-250R | 95976 | DPU Series | 3￠*220V*250A*RS-485 | THYRISTOR UNIT
751190010215 | DPU32C-250D | 92794 | DPU Series | 3￠*220V*250A*Remote | THYRISTOR UNIT
751190010216 | DPU32C-250A | 96268.4 | DPU Series | 3￠*220V*250A*Remote +RS-485 | THYRISTOR UNIT
751190010217 | DPU32C-250N | 95692.2 | DPU Series | 3￠*220V*250A | THYRISTOR UNIT
751190010218 | DPU32C-350R | 95976 | DPU Series | 3￠*220V*350A*RS-485 | THYRISTOR UNIT
751190010219 | DPU32C-350D | 92794 | DPU Series | 3￠*220V*350A*Remote | THYRISTOR UNIT
751190010220 | DPU32C-350A | 96268.4 | DPU Series | 3￠*220V*350A*Remote +RS-485 | THYRISTOR UNIT
751190010221 | DPU32C-350N | 95692.2 | DPU Series | 3￠*220V*350A | THYRISTOR UNIT
751190010222 | DPU32D-400R | 145116.4 | DPU Series | 3￠*220V*400A*RS-485 | THYRISTOR UNIT
751190010223 | DPU32D-400D | 141934.4 | DPU Series | 3￠*220V*400A*Remote | THYRISTOR UNIT
751190010224 | DPU32D-400A | 145400.2 | DPU Series | 3￠*220V*400A*Remote +RS-485 | THYRISTOR UNIT
751190010225 | DPU32D-400N | 141642 | DPU Series | 3￠*220V*400A | THYRISTOR UNIT
751190010226 | DPU32D-500R | 153785.2 | DPU Series | 3￠*220V*500A*RS-485 | THYRISTOR UNIT
751190010227 | DPU32D-500D | 150611.8 | DPU Series | 3￠*220V*500A*Remote | THYRISTOR UNIT
751190010228 | DPU32D-500A | 154077.6 | DPU Series | 3￠*220V*500A*Remote +RS-485 | THYRISTOR UNIT
751190010229 | DPU32D-500N | 150319.4 | DPU Series | 3￠*220V*500A | THYRISTOR UNIT
751190010230 | DPU32D-600R | 153785.2 | DPU Series | 3￠*220V*600A*RS-485 | THYRISTOR UNIT
751190010231 | DPU32D-600D | 150611.8 | DPU Series | 3￠*220V*600A*Remote | THYRISTOR UNIT
751190010232 | DPU32D-600A | 154077.6 | DPU Series | 3￠*220V*600A*Remote +RS-485 | THYRISTOR UNIT
751190010233 | DPU32D-600N | 150319.4 | DPU Series | 3￠*220V*600A | THYRISTOR UNIT
751190010434 | DPU33A-050R | 41047.8 | DPU Series | 3￠*380V*50A*RS-485 | THYRISTOR UNIT
751190010435 | DPU33D-500R | 153785.2 | DPU Series | 3￠*380V*500A*RS-485 | THYRISTOR UNIT
751190010436 | DPU33A-025R | 38158.2 | DPU Series | 3￠*380V*25A*RS-485 | THYRISTOR UNIT
751190010437 | DPU33A-025D | 34976.2 | DPU Series | 3￠*380V*25A*Remote | THYRISTOR UNIT
751190010438 | DPU33A-025A | 38450.6 | DPU Series | 3￠*380V*25A*Remote +RS-485 | THYRISTOR UNIT
751190010439 | DPU33A-025N | 35887.8 | DPU Series | 3￠*380V*25A | THYRISTOR UNIT
751190010440 | DPU33A-040R | 39026.8 | DPU Series | 3￠*380V*40A*RS-485 | THYRISTOR UNIT
751190010441 | DPU33A-040D | 35844.8 | DPU Series | 3￠*380V*40A*Remote | THYRISTOR UNIT
751190010442 | DPU33A-040A | 39310.6 | DPU Series | 3￠*380V*40A*Remote +RS-485 | THYRISTOR UNIT
751190010443 | DPU33A-040N | 36782.2 | DPU Series | 3￠*380V*40A | THYRISTOR UNIT
751190010444 | DPU33A-050D | 37865.8 | DPU Series | 3￠*380V*50A*Remote | THYRISTOR UNIT
751190010445 | DPU33A-050A | 41340.2 | DPU Series | 3￠*380V*50A*Remote +RS-485 | THYRISTOR UNIT
751190010446 | DPU33A-050N | 38872 | DPU Series | 3￠*380V*50A | THYRISTOR UNIT
751190010447 | DPU33B-070R | 49149 | DPU Series | 3￠*380V*70A*RS-485 | THYRISTOR UNIT
751190010448 | DPU33B-070D | 45967 | DPU Series | 3￠*380V*70A*Remote | THYRISTOR UNIT
751190010449 | DPU33B-070A | 49432.8 | DPU Series | 3￠*380V*70A*Remote +RS-485 | THYRISTOR UNIT
751190010450 | DPU33B-070N | 47248.4 | DPU Series | 3￠*380V*70A | THYRISTOR UNIT
751190010451 | DPU33B-080R | 49149 | DPU Series | 3￠*380V*80A*RS-485 | THYRISTOR UNIT
751190010452 | DPU33B-080D | 45967 | DPU Series | 3￠*380V*80A*Remote | THYRISTOR UNIT
751190010453 | DPU33B-080A | 49432.8 | DPU Series | 3￠*380V*80A*Remote +RS-485 | THYRISTOR UNIT
751190010454 | DPU33B-080N | 47248.4 | DPU Series | 3￠*380V*80A | THYRISTOR UNIT
751190010455 | DPU33B-100R | 49149 | DPU Series | 3￠*380V*100A*RS-485 | THYRISTOR UNIT
751190010456 | DPU33B-100D | 45967 | DPU Series | 3￠*380V*100A*Remote | THYRISTOR UNIT
751190010457 | DPU33B-100A | 49432.8 | DPU Series | 3￠*380V*100A*Remote +RS-485 | THYRISTOR UNIT
751190010458 | DPU33B-100N | 47248.4 | DPU Series | 3￠*380V*100A | THYRISTOR UNIT
751190010459 | DPU33B-120R | 49149 | DPU Series | 3￠*380V*120A*RS-485 | THYRISTOR UNIT
751190010460 | DPU33B-120D | 45967 | DPU Series | 3￠*380V*120A*Remote | THYRISTOR UNIT
751190010461 | DPU33B-120A | 49432.8 | DPU Series | 3￠*380V*120A*Remote +RS-485 | THYRISTOR UNIT
751190010462 | DPU33B-120N | 47248.4 | DPU Series | 3￠*380V*120A | THYRISTOR UNIT
751190010463 | DPU33B-150R | 58970.2 | DPU Series | 3￠*380V*150A*RS-485 | THYRISTOR UNIT
751190010464 | DPU33B-150D | 55788.2 | DPU Series | 3￠*380V*150A*Remote | THYRISTOR UNIT
751190010465 | DPU33B-150A | 59262.6 | DPU Series | 3￠*380V*150A*Remote +RS-485 | THYRISTOR UNIT
751190010466 | DPU33B-150N | 57422.2 | DPU Series | 3￠*380V*150A | THYRISTOR UNIT
751190010467 | DPU33B-180R | 58970.2 | DPU Series | 3￠*380V*180A*RS-485 | THYRISTOR UNIT
751190010468 | DPU33B-180D | 55788.2 | DPU Series | 3￠*380V*180A*Remote | THYRISTOR UNIT
751190010469 | DPU33B-180A | 59262.6 | DPU Series | 3￠*380V*180A*Remote +RS-485 | THYRISTOR UNIT
751190010470 | DPU33B-180N | 57422.2 | DPU Series | 3￠*380V*180A | THYRISTOR UNIT
751190010471 | DPU33B-200R | 58970.2 | DPU Series | 3￠*380V*200A*RS-485 | THYRISTOR UNIT
751190010472 | DPU33B-200D | 55788.2 | DPU Series | 3￠*380V*200A*Remote | THYRISTOR UNIT
751190010473 | DPU33B-200A | 59262.6 | DPU Series | 3￠*380V*200A*Remote +RS-485 | THYRISTOR UNIT
751190010474 | DPU33B-200N | 57422.2 | DPU Series | 3￠*380V*200A | THYRISTOR UNIT
751190010475 | DPU33C-250R | 95976 | DPU Series | 3￠*380V*250A*RS-485 | THYRISTOR UNIT
751190010476 | DPU33C-250D | 92794 | DPU Series | 3￠*380V*250A*Remote | THYRISTOR UNIT
751190010477 | DPU33C-250A | 96268.4 | DPU Series | 3￠*380V*250A*Remote +RS-485 | THYRISTOR UNIT
751190010478 | DPU33C-250N | 95692.2 | DPU Series | 3￠*380V*250A | THYRISTOR UNIT
751190010479 | DPU33C-350R | 95976 | DPU Series | 3￠*380V*350A*RS-485 | THYRISTOR UNIT
751190010480 | DPU33C-350D | 92794 | DPU Series | 3￠*380V*350A*Remote | THYRISTOR UNIT
751190010481 | DPU33C-350A | 96268.4 | DPU Series | 3￠*380V*350A*Remote +RS-485 | THYRISTOR UNIT
751190010482 | DPU33C-350N | 95692.2 | DPU Series | 3￠*380V*350A | THYRISTOR UNIT
751190010483 | DPU33D-400R | 145116.4 | DPU Series | 3￠*380V*400A*RS-485 | THYRISTOR UNIT
751190010484 | DPU33D-400D | 141934.4 | DPU Series | 3￠*380V*400A*Remote | THYRISTOR UNIT
751190010485 | DPU33D-400A | 145400.2 | DPU Series | 3￠*380V*400A*Remote +RS-485 | THYRISTOR UNIT
751190010486 | DPU33D-400N | 141642 | DPU Series | 3￠*380V*400A | THYRISTOR UNIT
751190010487 | DPU33D-500D | 150611.8 | DPU Series | 3￠*380V*500A*Remote | THYRISTOR UNIT
751190010488 | DPU33D-500A | 154077.6 | DPU Series | 3￠*380V*500A*Remote +RS-485 | THYRISTOR UNIT
751190010489 | DPU33D-500N | 150319.4 | DPU Series | 3￠*380V*500A | THYRISTOR UNIT
751190010490 | DPU33D-600R | 153785.2 | DPU Series | 3￠*380V*600A*RS-485 | THYRISTOR UNIT
751190010491 | DPU33D-600D | 150611.8 | DPU Series | 3￠*380V*600A*Remote | THYRISTOR UNIT
751190010492 | DPU33D-600A | 154077.6 | DPU Series | 3￠*380V*600A*Remote +RS-485 | THYRISTOR UNIT
751190010493 | DPU33D-600N | 150319.4 | DPU Series | 3￠*380V*600A | THYRISTOR UNIT
751190010494 | DPU34A-025R | 38158.2 | DPU Series | 3￠*440V*25A*RS-485 | THYRISTOR UNIT
751190010495 | DPU34A-025D | 34976.2 | DPU Series | 3￠*440V*25A*Remote | THYRISTOR UNIT
751190010496 | DPU34A-025A | 38450.6 | DPU Series | 3￠*440V*25A*Remote +RS-485 | THYRISTOR UNIT
751190010497 | DPU34A-025N | 35887.8 | DPU Series | 3￠*440V*25A | THYRISTOR UNIT
751190010498 | DPU34A-040R | 39026.8 | DPU Series | 3￠*440V*40A*RS-485 | THYRISTOR UNIT
751190010499 | DPU34A-040D | 35844.8 | DPU Series | 3￠*440V*40A*Remote | THYRISTOR UNIT
751190010500 | DPU34A-040A | 39310.6 | DPU Series | 3￠*440V*40A*Remote +RS-485 | THYRISTOR UNIT
751190010501 | DPU34A-040N | 36782.2 | DPU Series | 3￠*440V*40A | THYRISTOR UNIT
751190010502 | DPU34A-050R | 41047.8 | DPU Series | 3￠*440V*50A*RS-485 | THYRISTOR UNIT
751190010503 | DPU34A-050D | 37865.8 | DPU Series | 3￠*440V*50A*Remote | THYRISTOR UNIT
751190010504 | DPU34A-050A | 41340.2 | DPU Series | 3￠*440V*50A*Remote +RS-485 | THYRISTOR UNIT
751190010505 | DPU34A-050N | 38872 | DPU Series | 3￠*440V*50A | THYRISTOR UNIT
751190010506 | DPU34B-070R | 49149 | DPU Series | 3￠*440V*70A*RS-485 | THYRISTOR UNIT
751190010507 | DPU34B-070D | 45967 | DPU Series | 3￠*440V*70A*Remote | THYRISTOR UNIT
751190010508 | DPU34B-070A | 49432.8 | DPU Series | 3￠*440V*70A*Remote +RS-485 | THYRISTOR UNIT
751190010509 | DPU34B-070N | 47248.4 | DPU Series | 3￠*440V*70A | THYRISTOR UNIT
751190010510 | DPU34B-080R | 49149 | DPU Series | 3￠*440V*80A*RS-485 | THYRISTOR UNIT
751190010511 | DPU34B-080D | 45967 | DPU Series | 3￠*440V*80A*Remote | THYRISTOR UNIT
751190010512 | DPU34B-080A | 49432.8 | DPU Series | 3￠*440V*80A*Remote +RS-485 | THYRISTOR UNIT
751190010513 | DPU34B-080N | 47248.4 | DPU Series | 3￠*440V*80A | THYRISTOR UNIT
751190010514 | DPU34B-100R | 49149 | DPU Series | 3￠*440V*100A*RS-485 | THYRISTOR UNIT
751190010515 | DPU34B-100D | 45967 | DPU Series | 3￠*440V*100A*Remote | THYRISTOR UNIT
751190010516 | DPU34B-100A | 49432.8 | DPU Series | 3￠*440V*100A*Remote +RS-485 | THYRISTOR UNIT
751190010517 | DPU34B-100N | 47248.4 | DPU Series | 3￠*440V*100A | THYRISTOR UNIT
751190010518 | DPU34B-120R | 49149 | DPU Series | 3￠*440V*120A*RS-485 | THYRISTOR UNIT
751190010519 | DPU34B-120D | 45967 | DPU Series | 3￠*440V*120A*Remote | THYRISTOR UNIT
751190010520 | DPU34B-120A | 49432.8 | DPU Series | 3￠*440V*120A*Remote +RS-485 | THYRISTOR UNIT
751190010521 | DPU34B-120N | 47248.4 | DPU Series | 3￠*440V*120A | THYRISTOR UNIT
751190010522 | DPU34B-150R | 58970.2 | DPU Series | 3￠*440V*150A*RS-485 | THYRISTOR UNIT
751190010523 | DPU34B-150D | 55788.2 | DPU Series | 3￠*440V*150A*Remote | THYRISTOR UNIT
751190010524 | DPU34B-150A | 59262.6 | DPU Series | 3￠*440V*150A*Remote +RS-485 | THYRISTOR UNIT
751190010525 | DPU34B-150N | 57422.2 | DPU Series | 3￠*440V*150A | THYRISTOR UNIT
751190010526 | DPU34B-180R | 58970.2 | DPU Series | 3￠*440V*180A*RS-485 | THYRISTOR UNIT
751190010527 | DPU34B-180D | 55788.2 | DPU Series | 3￠*440V*180A*Remote | THYRISTOR UNIT
751190010528 | DPU34B-180A | 59262.6 | DPU Series | 3￠*440V*180A*Remote +RS-485 | THYRISTOR UNIT
751190010529 | DPU34B-180N | 57422.2 | DPU Series | 3￠*440V*180A | THYRISTOR UNIT
751190010530 | DPU34B-200R | 58970.2 | DPU Series | 3￠*440V*200A*RS-485 | THYRISTOR UNIT
751190010531 | DPU34B-200D | 55788.2 | DPU Series | 3￠*440V*200A*Remote | THYRISTOR UNIT
751190010532 | DPU34B-200A | 59262.6 | DPU Series | 3￠*440V*200A*Remote +RS-485 | THYRISTOR UNIT
751190010533 | DPU34B-200N | 57422.2 | DPU Series | 3￠*440V*200A | THYRISTOR UNIT
751190010534 | DPU34C-250R | 95976 | DPU Series | 3￠*440V*250A*RS-485 | THYRISTOR UNIT
751190010535 | DPU34C-250D | 92794 | DPU Series | 3￠*440V*250A*Remote | THYRISTOR UNIT
751190010536 | DPU34C-250A | 96268.4 | DPU Series | 3￠*440V*250A*Remote +RS-485 | THYRISTOR UNIT
751190010537 | DPU34C-250N | 95692.2 | DPU Series | 3￠*440V*250A | THYRISTOR UNIT
751190010538 | DPU34C-350R | 95976 | DPU Series | 3￠*440V*350A*RS-485 | THYRISTOR UNIT
751190010539 | DPU34C-350D | 92794 | DPU Series | 3￠*440V*350A*Remote | THYRISTOR UNIT
751190010540 | DPU34C-350A | 96268.4 | DPU Series | 3￠*440V*350A*Remote +RS-485 | THYRISTOR UNIT
751190010541 | DPU34C-350N | 95692.2 | DPU Series | 3￠*440V*350A | THYRISTOR UNIT
751190010542 | DPU34D-400R | 145116.4 | DPU Series | 3￠*440V*400A*RS-485 | THYRISTOR UNIT
751190010543 | DPU34D-400D | 141934.4 | DPU Series | 3￠*440V*400A*Remote | THYRISTOR UNIT
751190010544 | DPU34D-400A | 145400.2 | DPU Series | 3￠*440V*400A*Remote +RS-485 | THYRISTOR UNIT
751190010545 | DPU34D-400N | 141642 | DPU Series | 3￠*440V*400A | THYRISTOR UNIT
751190010546 | DPU34D-500R | 153785.2 | DPU Series | 3￠*440V*500A*RS-485 | THYRISTOR UNIT
751190010547 | DPU34D-500D | 150611.8 | DPU Series | 3￠*440V*500A*Remote | THYRISTOR UNIT
751190010548 | DPU34D-500A | 154077.6 | DPU Series | 3￠*440V*500A*Remote +RS-485 | THYRISTOR UNIT
751190010549 | DPU34D-500N | 150319.4 | DPU Series | 3￠*440V*500A | THYRISTOR UNIT
751190010550 | DPU34D-600R | 153785.2 | DPU Series | 3￠*440V*600A*RS-485 | THYRISTOR UNIT
751190010551 | DPU34D-600D | 150611.8 | DPU Series | 3￠*440V*600A*Remote | THYRISTOR UNIT
751190010552 | DPU34D-600A | 154077.6 | DPU Series | 3￠*440V*600A*Remote +RS-485 | THYRISTOR UNIT
751190010553 | DPU34D-600N | 150319.4 | DPU Series | 3￠*440V*600A | THYRISTOR UNIT
751290010001 | PTF30-G1NN-F8 | 14946.8 | PTF30 Series | 0-0.35kgf/㎠*PF3/8 | PRESSURE TRANSMITTER
751290010005 | PTF30-G2NN-F8 | 14946.8 | PTF30 Series | 0-1kgf/㎠*PF3/8 | PRESSURE TRANSMITTER
751290010006 | PTF30-G2NB-F8 | 16451.8 | PTF30 Series | 0-1kgf/㎠*Bracket*PF3/8 | PRESSURE TRANSMITTER
751290010009 | PTF30-G3NN-F8 | 14946.8 | PTF30 Series | 0-2kgf/㎠*PF3/8 | PRESSURE TRANSMITTER
751290010010 | PTF30-G3NB-F8 | 16451.8 | PTF30 Series | 0-2kgf/㎠*Bracket*PF3/8 | PRESSURE TRANSMITTER
751290010013 | PTF30-G4NN-F8 | 14946.8 | PTF30 Series | 0-7kgf/㎠*PF3/8 | PRESSURE TRANSMITTER
751290010014 | PTF30-G4NB-F8 | 16451.8 | PTF30 Series | 0-7kgf/㎠*Bracket*PF3/8 | PRESSURE TRANSMITTER
751290010017 | PTF30-G5NN-F8 | 14946.8 | PTF30 Series | 0-20kgf/㎠*PF3/8 | PRESSURE TRANSMITTER
751290010018 | PTF30-G5NB-F8 | 16451.8 | PTF30 Series | 0-20kgf/㎠*Bracket*PF3/8 | PRESSURE TRANSMITTER
751290010021 | PTF30-G6NN-F8 | 14946.8 | PTF30 Series | 0-35kgf/㎠*PF3/8 | PRESSURE TRANSMITTER
751290010022 | PTF30-G6NB-F8 | 16451.8 | PTF30 Series | 0-35kgf/㎠*Bracket*PF3/8 | PRESSURE TRANSMITTER
751290010025 | PTF30-G7NN-F8 | 17440.8 | PTF30 Series | 0-70kgf/㎠*PF3/8 | PRESSURE TRANSMITTER
751290010026 | PTF30-G7NB-F8 | 18937.2 | PTF30 Series | 0-70kgf/㎠*Bracket*PF3/8 | PRESSURE TRANSMITTER
751290010027 | PTF30-G8NN-F8 | 17440.8 | PTF30 Series | 0-200kgf/㎠*PF3/8 | PRESSURE TRANSMITTER
751290010028 | PTF30-G8NB-F8 | 18937.2 | PTF30 Series | 0-200kgf/㎠*Bracket*PF3/8 | PRESSURE TRANSMITTER
751290010029 | PTF30-G9NN-F8 | 17440.8 | PTF30 Series | 0-350kgf/㎠*PF3/8 | PRESSURE TRANSMITTER
751290010030 | PTF30-G9NB-F8 | 18937.2 | PTF30 Series | 0-350kgf/㎠*Bracket*PF3/8 | PRESSURE TRANSMITTER
751290010003 | PTF30-GANN-F8 | 14946.8 | PTF30 Series | -257mmHg-0kgf/㎠*PF3/8 | PRESSURE TRANSMITTER
751290010004 | PTF30-GANB-F8 | 16451.8 | PTF30 Series | -257mmHg-0kgf/㎠*Bracket*PF3/8 | PRESSURE TRANSMITTER
751290010031 | PTF30-GCNN-F8 | 14946.8 | PTF30 Series | -760mmHg-0kgf/㎠*PF3/8 | PRESSURE TRANSMITTER
751290010032 | PTF30-GCNB-F8 | 16451.8 | PTF30 Series | -760mmHg-0kgf/㎠*Bracket*PF3/8 | PRESSURE TRANSMITTER
751290010033 | PTF30-GFNN-F8 | 14946.8 | PTF30 Series | -760mmHg-2kgf/㎠*PF3/8 | PRESSURE TRANSMITTER
751290010034 | PTF30-GFNB-F8 | 16451.8 | PTF30 Series | -760mmHg-2kgf/㎠*Bracket*PF3/8 | PRESSURE TRANSMITTER
751290010035 | PTF30-GHNN-F8 | 14946.8 | PTF30 Series | -760mmHg-7kgf/㎠*PF3/8 | PRESSURE TRANSMITTER
751290010036 | PTF30-GHNB-F8 | 16451.8 | PTF30 Series | -760mmHg-7kgf/㎠*Bracket*PF3/8 | PRESSURE TRANSMITTER
751290010037 | PTF30-GMNN-F8 | 14946.8 | PTF30 Series | -760mmHg-20kgf/㎠*PF3/8 | PRESSURE TRANSMITTER
751290010038 | PTF30-GMNB-F8 | 16451.8 | PTF30 Series | -760mmHg-20kgf/㎠*Bracket*PF3/8 | PRESSURE TRANSMITTER
751290010039 | PTF30-GONN-F8 | 14946.8 | PTF30 Series | -760mmHg-35kgf/㎠*PF3/8 | PRESSURE TRANSMITTER
751290010040 | PTF30-GONB-F8 | 16451.8 | PTF30 Series | -760mmHg-35kgf/㎠*Bracket*PF3/8 | PRESSURE TRANSMITTER
751290010002 | PTF30-G1NB-F8 | 16451.8 | PTF30 Series | 0-0.35kgf/㎠*Bracket*PF3/8 | PRESSURE TRANSMITTER
751290010007 | PTF30-A2NN-F8 | 13957.8 | PTF30 Series | 0-1kgf/㎠*PF3/8 | PRESSURE TRANSMITTER
751290010008 | PTF30-A2NB-F8 | 15153.2 | PTF30 Series | 0-1kgf/㎠*Bracket*PF3/8 | PRESSURE TRANSMITTER
751290010011 | PTF30-A3NN-F8 | 13957.8 | PTF30 Series | 0-2kgf/㎠*PF3/8 | PRESSURE TRANSMITTER
751290010012 | PTF30-A3NB-F8 | 15153.2 | PTF30 Series | 0-2kgf/㎠*Bracket*PF3/8 | PRESSURE TRANSMITTER
751290010015 | PTF30-A4NN-F8 | 13957.8 | PTF30 Series | 0-7kgf/㎠*PF3/8 | PRESSURE TRANSMITTER
751290010016 | PTF30-A4NB-F8 | 15153.2 | PTF30 Series | 0-7kgf/㎠*Bracket*PF3/8 | PRESSURE TRANSMITTER
751290010019 | PTF30-A5NN-F8 | 13957.8 | PTF30 Series | 0-20kgf/㎠*PF3/8 | PRESSURE TRANSMITTER
751290010020 | PTF30-A5NB-F8 | 15153.2 | PTF30 Series | 0-20kgf/㎠*Bracket*PF3/8 | PRESSURE TRANSMITTER
751290010023 | PTF30-A6NN-F8 | 13957.8 | PTF30 Series | 0-35kgf/㎠*PF3/8 | PRESSURE TRANSMITTER
751290010024 | PTF30-A6NB-F8 | 15153.2 | PTF30 Series | 0-35kgf/㎠*Bracket*PF3/8 | PRESSURE TRANSMITTER
751290010041 | PTF30-A1NN-F8 | 13957.8 | PTF30 Series | 0-0.35kgf/㎠*PF3/8 | PRESSURE TRANSMITTER
751290010042 | PTF30-A1NB-F8 | 15153.2 | PTF30 Series | 0-0.35kgf/㎠*Bracket*PF3/8 | PRESSURE TRANSMITTER
751090010001 | KT-302H-S-01-0-0 | 17948.2 | KT-302H Series | 0-0.35kgf/㎠*HART*PF3/8 | PRESSURE TRANSMITTER
751090010021 | KT-302H-S-01-1-0 | 19135 | KT-302H Series | 0-0.35kgf/㎠*HART*Bracket*PF3/8 | PRESSURE TRANSMITTER
751090010002 | KT-302H-S-02-0-0 | 17948.2 | KT-302H Series | 0-1kgf/㎠*HART*PF3/8 | PRESSURE TRANSMITTER
751090010022 | KT-302H-S-02-1-0 | 19135 | KT-302H Series | 0-1kgf/㎠*HART*Bracket*PF3/8 | PRESSURE TRANSMITTER
751090010004 | KT-302H-S-03-0-0 | 17948.2 | KT-302H Series | 0-2kgf/㎠*HART*PF3/8 | PRESSURE TRANSMITTER
751090010024 | KT-302H-S-03-1-0 | 19135 | KT-302H Series | 0-2kgf/㎠*HART*Bracket*PF3/8 | PRESSURE TRANSMITTER
751090010006 | KT-302H-S-04-0-0 | 17948.2 | KT-302H Series | 0-7kgf/㎠*HART*PF3/8 | PRESSURE TRANSMITTER
751090010026 | KT-302H-S-04-1-0 | 19135 | KT-302H Series | 0-7kgf/㎠*HART*Bracket*PF3/8 | PRESSURE TRANSMITTER
751090010010 | KT-302H-S-05-0-0 | 17948.2 | KT-302H Series | 0-20kgf/㎠*HART*PF3/8 | PRESSURE TRANSMITTER
751090010030 | KT-302H-S-05-1-0 | 19135 | KT-302H Series | 0-20kgf/㎠*HART*Bracket*PF3/8 | PRESSURE TRANSMITTER
751090010012 | KT-302H-S-06-0-0 | 17948.2 | KT-302H Series | 0-35kgf/㎠*HART*PF3/8 | PRESSURE TRANSMITTER
751090010032 | KT-302H-S-06-1-0 | 19135 | KT-302H Series | 0-35kgf/㎠*HART*Bracket*PF3/8 | PRESSURE TRANSMITTER
751090010013 | KT-302H-S-07-0-0 | 19934.8 | KT-302H Series | 0-70kgf/㎠*HART*PF3/8 | PRESSURE TRANSMITTER
751090010033 | KT-302H-S-07-1-0 | 21130.2 | KT-302H Series | 0-70kgf/㎠*HART*Bracket*PF3/8 | PRESSURE TRANSMITTER
751090010014 | KT-302H-S-08-0-0 | 19934.8 | KT-302H Series | 0-210kgf/㎠*HART*PF3/8 | PRESSURE TRANSMITTER
751090010034 | KT-302H-S-08-1-0 | 21130.2 | KT-302H Series | 0-210kgf/㎠*HART*Bracket*PF3/8 | PRESSURE TRANSMITTER
751090010015 | KT-302H-S-09-0-0 | 19934.8 | KT-302H Series | 0-350kgf/㎠*HART*PF3/8 | PRESSURE TRANSMITTER
751090010035 | KT-302H-S-09-1-0 | 21130.2 | KT-302H Series | 0-350kgf/㎠*HART*Bracket*PF3/8 | PRESSURE TRANSMITTER
751090010016 | KT-302H-S-14-0-0 | 17948.2 | KT-302H Series | -760mmHg-0kgf/㎠*HART*PF3/8 | PRESSURE TRANSMITTER
751090010036 | KT-302H-S-14-1-0 | 19135 | KT-302H Series | -760mmHg-0kgf/㎠*HART*Bracket*PF3/8 | PRESSURE TRANSMITTER
751090010017 | KT-302H-S-15-0-0 | 17948.2 | KT-302H Series | -760mmHg-2kgf/㎠*HART*PF3/8 | PRESSURE TRANSMITTER
751090010037 | KT-302H-S-15-1-0 | 19135 | KT-302H Series | -760mmHg-2kgf/㎠*HART*Bracket*PF3/8 | PRESSURE TRANSMITTER
751090010018 | KT-302H-S-16-0-0 | 17948.2 | KT-302H Series | -760mmHg-7kgf/㎠*HART*PF3/8 | PRESSURE TRANSMITTER
751090010038 | KT-302H-S-16-1-0 | 19135 | KT-302H Series | -760mmHg-7kgf/㎠*HART*Bracket*PF3/8 | PRESSURE TRANSMITTER
751090010019 | KT-302H-S-17-0-0 | 17948.2 | KT-302H Series | -760mmHg-20kgf/㎠*HART*PF3/8 | PRESSURE TRANSMITTER
751090010039 | KT-302H-S-17-1-0 | 19135 | KT-302H Series | -760mmHg-20kgf/㎠*HART*Bracket*PF3/8 | PRESSURE TRANSMITTER
751090010020 | KT-302H-S-18-0-0 | 17948.2 | KT-302H Series | -760mmHg-35kgf/㎠*HART*PF3/8 | PRESSURE TRANSMITTER
751090010040 | KT-302H-S-18-1-0 | 19135 | KT-302H Series | -760mmHg-35kgf/㎠*HART*Bracket*PF3/8 | PRESSURE TRANSMITTER
751090010008 | KT-302H-S-Z-0-0 | 0 | KT-302H Series | Order Range*HART*PF3/8 | PRESSURE TRANSMITTER
751090010009 | KT-302H-S-Z-1-0 | 0 | KT-302H Series | Order Range*HART*Bracket*PF3/8 | PRESSURE TRANSMITTER
751090010028 | KT-302H-A-01-0-0 | 19934.8 | KT-302H Series | 0-0.35kgf/㎠*HART*PF3/8 | PRESSURE TRANSMITTER
751090010029 | KT-302H-A-01-1-0 | 21130.2 | KT-302H Series | 0-0.35kgf/㎠*HART*Bracket*PF3/8 | PRESSURE TRANSMITTER
751090010003 | KT-302H-A-02-0-0 | 19934.8 | KT-302H Series | 0-1kgf/㎠*HART*PF3/8 | PRESSURE TRANSMITTER
751090010023 | KT-302H-A-02-1-0 | 21130.2 | KT-302H Series | 0-1kgf/㎠*HART*Bracket*PF3/8 | PRESSURE TRANSMITTER
751090010005 | KT-302H-A-03-0-0 | 19934.8 | KT-302H Series | 0-2kgf/㎠*HART*PF3/8 | PRESSURE TRANSMITTER
751090010025 | KT-302H-A-03-1-0 | 21130.2 | KT-302H Series | 0-2kgf/㎠*HART*Bracket*PF3/8 | PRESSURE TRANSMITTER
751090010007 | KT-302H-A-04-0-0 | 19934.8 | KT-302H Series | 0-7kgf/㎠*HART*PF3/8 | PRESSURE TRANSMITTER
751090010027 | KT-302H-A-04-1-0 | 21130.2 | KT-302H Series | 0-7kgf/㎠*HART*Bracket*PF3/8 | PRESSURE TRANSMITTER
751090010011 | KT-302H-A-05-0-0 | 19934.8 | KT-302H Series | 0-20kgf/㎠*HART*PF3/8 | PRESSURE TRANSMITTER
751090010031 | KT-302H-A-05-1-0 | 21130.2 | KT-302H Series | 0-20kgf/㎠*HART*Bracket*PF3/8 | PRESSURE TRANSMITTER
751090010051 | KT-302H-A-06-0-0 | 19934.8 | KT-302H Series | 0-35kgf/㎠*HART*PF3/8 | PRESSURE TRANSMITTER
751090010052 | KT-302H-A-06-1-0 | 21130.2 | KT-302H Series | 0-35kgf/㎠*HART*Bracket*PF3/8 | PRESSURE TRANSMITTER
751090010053 | KT-302H-A-Z-0-0 | 0 | KT-302H Series | Order Range*HART*PF3/8 | PRESSURE TRANSMITTER
751090010054 | KT-302H-A-Z-1-0 | 0 | KT-302H Series | Order Range*HART*Bracket*PF3/8 | PRESSURE TRANSMITTER
751260010001 | TPS20-G11P2-00 | 6364 | TPS20 Series | 0-0.2kgf/㎠G*PT 1/2 | PRESSURE TRANSMITTER
751260010002 | TPS20-G11P8-00 | 6364 | TPS20 Series | 0-0.2kgf/㎠G*PT 3/8 | PRESSURE TRANSMITTER
751260010003 | TPS20-G11F8-00 | 6364 | TPS20 Series | 0-0.2kgf/㎠G*PF3/8 | PRESSURE TRANSMITTER
751260010004 | TPS20-G12P2-00 | 6364 | TPS20 Series | 0-0.5kgf/㎠G*PT 1/2 | PRESSURE TRANSMITTER
751260010005 | TPS20-G12P8-00 | 6364 | TPS20 Series | 0-0.5kgf/㎠G*PT 3/8 | PRESSURE TRANSMITTER
751260010006 | TPS20-G12F8-00 | 6364 | TPS20 Series | 0-0.5kgf/㎠G*PF3/8 | PRESSURE TRANSMITTER
751260010007 | TPS20-G13P2-00 | 6364 | TPS20 Series | 0-1kgf/㎠G*PT 1/2 | PRESSURE TRANSMITTER
751260010008 | TPS20-G13P8-00 | 6364 | TPS20 Series | 0-1kgf/㎠G*PT 3/8 | PRESSURE TRANSMITTER
751260010009 | TPS20-G13F8-00 | 6364 | TPS20 Series | 0-1kgf/㎠G*PF3/8 | PRESSURE TRANSMITTER
751260010010 | TPS20-G14P2-00 | 6364 | TPS20 Series | 0-2kgf/㎠G*PT 1/2 | PRESSURE TRANSMITTER
751260010011 | TPS20-G14P8-00 | 6364 | TPS20 Series | 0-2kgf/㎠G*PT 3/8 | PRESSURE TRANSMITTER
751260010012 | TPS20-G14F8-00 | 6364 | TPS20 Series | 0-2kgf/㎠G*PF3/8 | PRESSURE TRANSMITTER
751260010013 | TPS20-G15P2-00 | 6364 | TPS20 Series | 0-7kgf/㎠G*PT 1/2 | PRESSURE TRANSMITTER
751260010014 | TPS20-G15P8-00 | 6364 | TPS20 Series | 0-7kgf/㎠G*PT 3/8 | PRESSURE TRANSMITTER
751260010015 | TPS20-G15F8-00 | 6364 | TPS20 Series | 0-7kgf/㎠G*PF3/8 | PRESSURE TRANSMITTER
751260010016 | TPS20-G16P2-00 | 6364 | TPS20 Series | 0-10kgf/㎠G*PT 1/2 | PRESSURE TRANSMITTER
751260010017 | TPS20-G16P8-00 | 6364 | TPS20 Series | 0-10kgf/㎠G*PT 3/8 | PRESSURE TRANSMITTER
751260010018 | TPS20-G16F8-00 | 6364 | TPS20 Series | 0-10kgf/㎠G*PF3/8 | PRESSURE TRANSMITTER
751260010019 | TPS20-G17P2-00 | 6364 | TPS20 Series | 0-20kgf/㎠G*PT 1/2 | PRESSURE TRANSMITTER
751260010020 | TPS20-G17P8-00 | 6364 | TPS20 Series | 0-20kgf/㎠G*PT 3/8 | PRESSURE TRANSMITTER
751260010021 | TPS20-G17F8-00 | 6364 | TPS20 Series | 0-20kgf/㎠G*PF3/8 | PRESSURE TRANSMITTER
751260010022 | TPS20-G18P2-00 | 6364 | TPS20 Series | 0-35kgf/㎠G*PT 1/2 | PRESSURE TRANSMITTER
751260010023 | TPS20-G18P8-00 | 6364 | TPS20 Series | 0-35kgf/㎠G*PT 3/8 | PRESSURE TRANSMITTER
751260010024 | TPS20-G18F8-00 | 6364 | TPS20 Series | 0-35kgf/㎠G*PF3/8 | PRESSURE TRANSMITTER
751260010025 | TPS20-G19P2-00 | 6364 | TPS20 Series | 0-70kgf/㎠G*PT 1/2 | PRESSURE TRANSMITTER
751260010026 | TPS20-G19P8-00 | 6364 | TPS20 Series | 0-70kgf/㎠G*PT 3/8 | PRESSURE TRANSMITTER
751260010027 | TPS20-G19F8-00 | 6364 | TPS20 Series | 0-70kgf/㎠G*PF3/8 | PRESSURE TRANSMITTER
751260010028 | TPS20-G1AP2-00 | 7241.2 | TPS20 Series | 0-100kgf/㎠G*PT 1/2 | PRESSURE TRANSMITTER
751260010029 | TPS20-G1AP8-00 | 7241.2 | TPS20 Series | 0-100kgf/㎠G*PT 3/8 | PRESSURE TRANSMITTER
751260010030 | TPS20-G1AF8-00 | 7241.2 | TPS20 Series | 0-100kgf/㎠G*PF3/8 | PRESSURE TRANSMITTER
751260010031 | TPS20-G1CP2-00 | 7241.2 | TPS20 Series | 0-200kgf/㎠G*PT 1/2 | PRESSURE TRANSMITTER
751260010032 | TPS20-G1CP8-00 | 7241.2 | TPS20 Series | 0-200kgf/㎠G*PT 3/8 | PRESSURE TRANSMITTER
751260010033 | TPS20-G1CF8-00 | 7241.2 | TPS20 Series | 0-200kgf/㎠G*PF3/8 | PRESSURE TRANSMITTER
751260010034 | TPS20-G1FP2-00 | 7241.2 | TPS20 Series | 0-300kgf/㎠G*PT 1/2 | PRESSURE TRANSMITTER
751260010035 | TPS20-G1FP8-00 | 7241.2 | TPS20 Series | 0-300kgf/㎠G*PT 3/8 | PRESSURE TRANSMITTER
751260010036 | TPS20-G1FF8-00 | 7241.2 | TPS20 Series | 0-300kgf/㎠G*PF3/8 | PRESSURE TRANSMITTER
751260010037 | TPS20-G1HP2-00 | 7241.2 | TPS20 Series | 0-350kgf/㎠G*PT 1/2 | PRESSURE TRANSMITTER
751260010038 | TPS20-G1HP8-00 | 7241.2 | TPS20 Series | 0-350kgf/㎠G*PT 3/8 | PRESSURE TRANSMITTER
751260010039 | TPS20-G1HF8-00 | 7241.2 | TPS20 Series | 0-350kgf/㎠G*PF3/8 | PRESSURE TRANSMITTER
751260010040 | TPS20-G1MP2-00 | 6364 | TPS20 Series | -760mmHg-0㎏f/㎠G*PT 1/2 | PRESSURE TRANSMITTER
751260010041 | TPS20-G1MP8-00 | 6364 | TPS20 Series | -760mmHg-0㎏f/㎠G*PT 3/8 | PRESSURE TRANSMITTER
751260010042 | TPS20-G1MF8-00 | 6364 | TPS20 Series | -760mmHg-0㎏f/㎠G*PF3/8 | PRESSURE TRANSMITTER
751260010043 | TPS20-G1OP2-00 | 6364 | TPS20 Series | -760mmHg-1kgf/㎠G*PT 1/2 | PRESSURE TRANSMITTER
751260010044 | TPS20-G1OP8-00 | 6364 | TPS20 Series | -760mmHg-1kgf/㎠G*PT 3/8 | PRESSURE TRANSMITTER
751260010045 | TPS20-G1OF8-00 | 6364 | TPS20 Series | -760mmHg-1kgf/㎠G*PF3/8 | PRESSURE TRANSMITTER
751260010046 | TPS20-G1QP2-00 | 6364 | TPS20 Series | -760mmHg-7kgf/㎠G*PT 1/2 | PRESSURE TRANSMITTER
751260010047 | TPS20-G1QP8-00 | 6364 | TPS20 Series | -760mmHg-7kgf/㎠G*PT 3/8 | PRESSURE TRANSMITTER
751260010048 | TPS20-G1QF8-00 | 6364 | TPS20 Series | -760mmHg-7kgf/㎠G*PF3/8 | PRESSURE TRANSMITTER
751260010049 | TPS20-G1VP2-00 | 6364 | TPS20 Series | -760mmHg-10kgf/㎠G*PT 1/2 | PRESSURE TRANSMITTER
751260010050 | TPS20-G1VP8-00 | 6364 | TPS20 Series | -760mmHg-10kgf/㎠G*PT 3/8 | PRESSURE TRANSMITTER
751260010051 | TPS20-G1VF8-00 | 6364 | TPS20 Series | -760mmHg-10kgf/㎠G*PF3/8 | PRESSURE TRANSMITTER
751260010052 | TPS20-G1XP2-00 | 6364 | TPS20 Series | -760mmHg-20kgf/㎠G*PT 1/2 | PRESSURE TRANSMITTER
751260010053 | TPS20-G1XP8-00 | 6364 | TPS20 Series | -760mmHg-20kgf/㎠G*PT 3/8 | PRESSURE TRANSMITTER
751260010054 | TPS20-G1XF8-00 | 6364 | TPS20 Series | -760mmHg-20kgf/㎠G*PF3/8 | PRESSURE TRANSMITTER
751260010055 | TPS20-G1YP2-00 | 6364 | TPS20 Series | -760mmHg-35kgf/㎠G*PT 1/2 | PRESSURE TRANSMITTER
751260010056 | TPS20-G1YP8-00 | 6364 | TPS20 Series | -760mmHg-35kgf/㎠G*PT 3/8 | PRESSURE TRANSMITTER
751260010057 | TPS20-G1YF8-00 | 6364 | TPS20 Series | -760mmHg-35kgf/㎠G*PF3/8 | PRESSURE TRANSMITTER
751260010607 | TPS20-G1ZZZ-00 | 0 | TPS20 Series | Order(Range OR Connection | PRESSURE TRANSMITTER
751260010058 | TPS20-G21P2-00 | 6364 | TPS20 Series | 0-0.2kgf/㎠G*PT 1/2 | PRESSURE TRANSMITTER
751260010059 | TPS20-G21P8-00 | 6364 | TPS20 Series | 0-0.2kgf/㎠G*PT 3/8 | PRESSURE TRANSMITTER
751260010060 | TPS20-G21F8-00 | 6364 | TPS20 Series | 0-0.2kgf/㎠G*PF3/8 | PRESSURE TRANSMITTER
751260010061 | TPS20-G22P2-00 | 6364 | TPS20 Series | 0-0.5kgf/㎠G*PT 1/2 | PRESSURE TRANSMITTER
751260010062 | TPS20-G22P8-00 | 6364 | TPS20 Series | 0-0.5kgf/㎠G*PT 3/8 | PRESSURE TRANSMITTER
751260010063 | TPS20-G22F8-00 | 6364 | TPS20 Series | 0-0.5kgf/㎠G*PF3/8 | PRESSURE TRANSMITTER
751260010064 | TPS20-G23P2-00 | 6364 | TPS20 Series | 0-1kgf/㎠G*PT 1/2 | PRESSURE TRANSMITTER
751260010065 | TPS20-G23P8-00 | 6364 | TPS20 Series | 0-1kgf/㎠G*PT 3/8 | PRESSURE TRANSMITTER
751260010066 | TPS20-G23F8-00 | 6364 | TPS20 Series | 0-1kgf/㎠G*PF3/8 | PRESSURE TRANSMITTER
751260010067 | TPS20-G24P2-00 | 6364 | TPS20 Series | 0-2kgf/㎠G*PT 1/2 | PRESSURE TRANSMITTER
751260010068 | TPS20-G24P8-00 | 6364 | TPS20 Series | 0-2kgf/㎠G*PT 3/8 | PRESSURE TRANSMITTER
751260010069 | TPS20-G24F8-00 | 6364 | TPS20 Series | 0-2kgf/㎠G*PF3/8 | PRESSURE TRANSMITTER
751260010070 | TPS20-G25P2-00 | 6364 | TPS20 Series | 0-7kgf/㎠G*PT 1/2 | PRESSURE TRANSMITTER
751260010071 | TPS20-G25P8-00 | 6364 | TPS20 Series | 0-7kgf/㎠G*PT 3/8 | PRESSURE TRANSMITTER
751260010072 | TPS20-G25F8-00 | 6364 | TPS20 Series | 0-7kgf/㎠G*PF3/8 | PRESSURE TRANSMITTER
751260010073 | TPS20-G26P2-00 | 6364 | TPS20 Series | 0-10kgf/㎠G*PT 1/2 | PRESSURE TRANSMITTER
751260010074 | TPS20-G26P8-00 | 6364 | TPS20 Series | 0-10kgf/㎠G*PT 3/8 | PRESSURE TRANSMITTER
751260010075 | TPS20-G26F8-00 | 6364 | TPS20 Series | 0-10kgf/㎠G*PF3/8 | PRESSURE TRANSMITTER
751260010076 | TPS20-G27P2-00 | 6364 | TPS20 Series | 0-20kgf/㎠G*PT 1/2 | PRESSURE TRANSMITTER
751260010077 | TPS20-G27P8-00 | 6364 | TPS20 Series | 0-20kgf/㎠G*PT 3/8 | PRESSURE TRANSMITTER
751260010078 | TPS20-G27F8-00 | 6364 | TPS20 Series | 0-20kgf/㎠G*PF3/8 | PRESSURE TRANSMITTER
751260010079 | TPS20-G28P2-00 | 6364 | TPS20 Series | 0-35kgf/㎠G*PT 1/2 | PRESSURE TRANSMITTER
751260010080 | TPS20-G28P8-00 | 6364 | TPS20 Series | 0-35kgf/㎠G*PT 3/8 | PRESSURE TRANSMITTER
751260010081 | TPS20-G28F8-00 | 6364 | TPS20 Series | 0-35kgf/㎠G*PF3/8 | PRESSURE TRANSMITTER
751260010082 | TPS20-G29P2-00 | 6364 | TPS20 Series | 0-70kgf/㎠G*PT 1/2 | PRESSURE TRANSMITTER
751260010083 | TPS20-G29P8-00 | 6364 | TPS20 Series | 0-70kgf/㎠G*PT 3/8 | PRESSURE TRANSMITTER
751260010084 | TPS20-G29F8-00 | 6364 | TPS20 Series | 0-70kgf/㎠G*PF3/8 | PRESSURE TRANSMITTER
751260010085 | TPS20-G2AP2-00 | 7241.2 | TPS20 Series | 0-100kgf/㎠G*PT 1/2 | PRESSURE TRANSMITTER
751260010086 | TPS20-G2AP8-00 | 7241.2 | TPS20 Series | 0-100kgf/㎠G*PT 3/8 | PRESSURE TRANSMITTER
751260010087 | TPS20-G2AF8-00 | 7241.2 | TPS20 Series | 0-100kgf/㎠G*PF3/8 | PRESSURE TRANSMITTER
751260010088 | TPS20-G2CP2-00 | 7241.2 | TPS20 Series | 0-200kgf/㎠G*PT 1/2 | PRESSURE TRANSMITTER
751260010089 | TPS20-G2CP8-00 | 7241.2 | TPS20 Series | 0-200kgf/㎠G*PT 3/8 | PRESSURE TRANSMITTER
751260010090 | TPS20-G2CF8-00 | 7241.2 | TPS20 Series | 0-200kgf/㎠G*PF3/8 | PRESSURE TRANSMITTER
751260010091 | TPS20-G2FP2-00 | 7241.2 | TPS20 Series | 0-300kgf/㎠G*PT 1/2 | PRESSURE TRANSMITTER
751260010092 | TPS20-G2FP8-00 | 7241.2 | TPS20 Series | 0-300kgf/㎠G*PT 3/8 | PRESSURE TRANSMITTER
751260010093 | TPS20-G2FF8-00 | 7241.2 | TPS20 Series | 0-300kgf/㎠G*PF3/8 | PRESSURE TRANSMITTER
751260010094 | TPS20-G2HP2-00 | 7241.2 | TPS20 Series | 0-350kgf/㎠G*PT 1/2 | PRESSURE TRANSMITTER
751260010095 | TPS20-G2HP8-00 | 7241.2 | TPS20 Series | 0-350kgf/㎠G*PT 3/8 | PRESSURE TRANSMITTER
751260010096 | TPS20-G2HF8-00 | 7241.2 | TPS20 Series | 0-350kgf/㎠G*PF3/8 | PRESSURE TRANSMITTER
751260010097 | TPS20-G2MP2-00 | 6364 | TPS20 Series | -760mmHg-0㎏f/㎠G*PT 1/2 | PRESSURE TRANSMITTER
751260010098 | TPS20-G2MP8-00 | 6364 | TPS20 Series | -760mmHg-0㎏f/㎠G*PT 3/8 | PRESSURE TRANSMITTER
751260010099 | TPS20-G2MF8-00 | 6364 | TPS20 Series | -760mmHg-0㎏f/㎠G*PF3/8 | PRESSURE TRANSMITTER
751260010100 | TPS20-G2OP2-00 | 6364 | TPS20 Series | -760mmHg-1kgf/㎠G*PT 1/2 | PRESSURE TRANSMITTER
751260010101 | TPS20-G2OP8-00 | 6364 | TPS20 Series | -760mmHg-1kgf/㎠G*PT 3/8 | PRESSURE TRANSMITTER
751260010102 | TPS20-G2OF8-00 | 6364 | TPS20 Series | -760mmHg-1kgf/㎠G*PF3/8 | PRESSURE TRANSMITTER
751260010103 | TPS20-G2QP2-00 | 6364 | TPS20 Series | -760mmHg-7kgf/㎠G*PT 1/2 | PRESSURE TRANSMITTER
751260010104 | TPS20-G2QP8-00 | 6364 | TPS20 Series | -760mmHg-7kgf/㎠G*PT 3/8 | PRESSURE TRANSMITTER
751260010105 | TPS20-G2QF8-00 | 6364 | TPS20 Series | -760mmHg-7kgf/㎠G*PF3/8 | PRESSURE TRANSMITTER
751260010106 | TPS20-G2VP2-00 | 6364 | TPS20 Series | -760mmHg-10kgf/㎠G*PT 1/2 | PRESSURE TRANSMITTER
751260010107 | TPS20-G2VP8-00 | 6364 | TPS20 Series | -760mmHg-10kgf/㎠G*PT 3/8 | PRESSURE TRANSMITTER
751260010108 | TPS20-G2VF8-00 | 6364 | TPS20 Series | -760mmHg-10kgf/㎠G*PF3/8 | PRESSURE TRANSMITTER
751260010109 | TPS20-G2XP2-00 | 6364 | TPS20 Series | -760mmHg-20kgf/㎠G*PT 1/2 | PRESSURE TRANSMITTER
751260010110 | TPS20-G2XP8-00 | 6364 | TPS20 Series | -760mmHg-20kgf/㎠G*PT 3/8 | PRESSURE TRANSMITTER
751260010111 | TPS20-G2XF8-00 | 6364 | TPS20 Series | -760mmHg-20kgf/㎠G*PF3/8 | PRESSURE TRANSMITTER
751260010112 | TPS20-G2YP2-00 | 6364 | TPS20 Series | -760mmHg-35kgf/㎠G*PT 1/2 | PRESSURE TRANSMITTER
751260010113 | TPS20-G2YP8-00 | 6364 | TPS20 Series | -760mmHg-35kgf/㎠G*PT 3/8 | PRESSURE TRANSMITTER
751260010114 | TPS20-G2YF8-00 | 6364 | TPS20 Series | -760mmHg-35kgf/㎠G*PF3/8 | PRESSURE TRANSMITTER
751260010611 | TPS20-G2ZZZ-00 | 0 | TPS20 Series | Order(Range OR Connection) | PRESSURE TRANSMITTER
751260010115 | TPS20-G31P2-00 | 6364 | TPS20 Series | 0-0.2kgf/㎠G*PT 1/2 | PRESSURE TRANSMITTER
751260010116 | TPS20-G31P8-00 | 6364 | TPS20 Series | 0-0.2kgf/㎠G*PT 3/8 | PRESSURE TRANSMITTER
751260010117 | TPS20-G31F8-00 | 6364 | TPS20 Series | 0-0.2kgf/㎠G*PF3/8 | PRESSURE TRANSMITTER
751260010118 | TPS20-G32P2-00 | 6364 | TPS20 Series | 0-0.5kgf/㎠G*PT 1/2 | PRESSURE TRANSMITTER
751260010119 | TPS20-G32P8-00 | 6364 | TPS20 Series | 0-0.5kgf/㎠G*PT 3/8 | PRESSURE TRANSMITTER
751260010120 | TPS20-G32F8-00 | 6364 | TPS20 Series | 0-0.5kgf/㎠G*PF3/8 | PRESSURE TRANSMITTER
751260010121 | TPS20-G33P2-00 | 6364 | TPS20 Series | 0-1kgf/㎠G*PT 1/2 | PRESSURE TRANSMITTER
751260010122 | TPS20-G33P8-00 | 6364 | TPS20 Series | 0-1kgf/㎠G*PT 3/8 | PRESSURE TRANSMITTER
751260010123 | TPS20-G33F8-00 | 6364 | TPS20 Series | 0-1kgf/㎠G*PF3/8 | PRESSURE TRANSMITTER
751260010124 | TPS20-G34P2-00 | 6364 | TPS20 Series | 0-2kgf/㎠G*PT 1/2 | PRESSURE TRANSMITTER
751260010125 | TPS20-G34P8-00 | 6364 | TPS20 Series | 0-2kgf/㎠G*PT 3/8 | PRESSURE TRANSMITTER
751260010126 | TPS20-G34F8-00 | 6364 | TPS20 Series | 0-2kgf/㎠G*PF3/8 | PRESSURE TRANSMITTER
751260010127 | TPS20-G35P2-00 | 6364 | TPS20 Series | 0-7kgf/㎠G*PT 1/2 | PRESSURE TRANSMITTER
751260010128 | TPS20-G35P8-00 | 6364 | TPS20 Series | 0-7kgf/㎠G*PT 3/8 | PRESSURE TRANSMITTER
751260010129 | TPS20-G35F8-00 | 6364 | TPS20 Series | 0-7kgf/㎠G*PF3/8 | PRESSURE TRANSMITTER
751260010130 | TPS20-G36P2-00 | 6364 | TPS20 Series | 0-10kgf/㎠G*PT 1/2 | PRESSURE TRANSMITTER
751260010131 | TPS20-G36P8-00 | 6364 | TPS20 Series | 0-10kgf/㎠G*PT 3/8 | PRESSURE TRANSMITTER
751260010132 | TPS20-G36F8-00 | 6364 | TPS20 Series | 0-10kgf/㎠G*PF3/8 | PRESSURE TRANSMITTER
751260010133 | TPS20-G37P2-00 | 6364 | TPS20 Series | 0-20kgf/㎠G*PT 1/2 | PRESSURE TRANSMITTER
751260010134 | TPS20-G37P8-00 | 6364 | TPS20 Series | 0-20kgf/㎠G*PT 3/8 | PRESSURE TRANSMITTER
751260010135 | TPS20-G37F8-00 | 6364 | TPS20 Series | 0-20kgf/㎠G*PF3/8 | PRESSURE TRANSMITTER
751260010136 | TPS20-G38P2-00 | 6364 | TPS20 Series | 0-35kgf/㎠G*PT 1/2 | PRESSURE TRANSMITTER
751260010137 | TPS20-G38P8-00 | 6364 | TPS20 Series | 0-35kgf/㎠G*PT 3/8 | PRESSURE TRANSMITTER
751260010138 | TPS20-G38F8-00 | 6364 | TPS20 Series | 0-35kgf/㎠G*PF3/8 | PRESSURE TRANSMITTER
751260010139 | TPS20-G39P2-00 | 6364 | TPS20 Series | 0-70kgf/㎠G*PT 1/2 | PRESSURE TRANSMITTER
751260010140 | TPS20-G39P8-00 | 6364 | TPS20 Series | 0-70kgf/㎠G*PT 3/8 | PRESSURE TRANSMITTER
751260010141 | TPS20-G39F8-00 | 6364 | TPS20 Series | 0-70kgf/㎠G*PF3/8 | PRESSURE TRANSMITTER
751260010142 | TPS20-G3AP2-00 | 7241.2 | TPS20 Series | 0-100kgf/㎠G*PT 1/2 | PRESSURE TRANSMITTER
751260010143 | TPS20-G3AP8-00 | 7241.2 | TPS20 Series | 0-100kgf/㎠G*PT 3/8 | PRESSURE TRANSMITTER
751260010144 | TPS20-G3AF8-00 | 7241.2 | TPS20 Series | 0-100kgf/㎠G*PF3/8 | PRESSURE TRANSMITTER
751260010145 | TPS20-G3CP2-00 | 7241.2 | TPS20 Series | 0-200kgf/㎠G*PT 1/2 | PRESSURE TRANSMITTER
751260010146 | TPS20-G3CP8-00 | 7241.2 | TPS20 Series | 0-200kgf/㎠G*PT 3/8 | PRESSURE TRANSMITTER
751260010147 | TPS20-G3CF8-00 | 7241.2 | TPS20 Series | 0-200kgf/㎠G*PF3/8 | PRESSURE TRANSMITTER
751260010148 | TPS20-G3FP2-00 | 7241.2 | TPS20 Series | 0-300kgf/㎠G*PT 1/2 | PRESSURE TRANSMITTER
751260010149 | TPS20-G3FP8-00 | 7241.2 | TPS20 Series | 0-300kgf/㎠G*PT 3/8 | PRESSURE TRANSMITTER
751260010150 | TPS20-G3FF8-00 | 7241.2 | TPS20 Series | 0-300kgf/㎠G*PF3/8 | PRESSURE TRANSMITTER
751260010151 | TPS20-G3HP2-00 | 7241.2 | TPS20 Series | 0-350kgf/㎠G*PT 1/2 | PRESSURE TRANSMITTER
751260010152 | TPS20-G3HP8-00 | 7241.2 | TPS20 Series | 0-350kgf/㎠G*PT 3/8 | PRESSURE TRANSMITTER
751260010153 | TPS20-G3HF8-00 | 7241.2 | TPS20 Series | 0-350kgf/㎠G*PF3/8 | PRESSURE TRANSMITTER
751260010154 | TPS20-G3MP2-00 | 6364 | TPS20 Series | -760mmHg-0㎏f/㎠G*PT 1/2 | PRESSURE TRANSMITTER
751260010155 | TPS20-G3MP8-00 | 6364 | TPS20 Series | -760mmHg-0㎏f/㎠G*PT 3/8 | PRESSURE TRANSMITTER
751260010156 | TPS20-G3MF8-00 | 6364 | TPS20 Series | -760mmHg-0㎏f/㎠G*PF3/8 | PRESSURE TRANSMITTER
751260010157 | TPS20-G3OP2-00 | 6364 | TPS20 Series | -760mmHg-1kgf/㎠G*PT 1/2 | PRESSURE TRANSMITTER
751260010158 | TPS20-G3OP8-00 | 6364 | TPS20 Series | -760mmHg-1kgf/㎠G*PT 3/8 | PRESSURE TRANSMITTER
751260010159 | TPS20-G3OF8-00 | 6364 | TPS20 Series | -760mmHg-1kgf/㎠G*PF3/8 | PRESSURE TRANSMITTER
751260010160 | TPS20-G3QP2-00 | 6364 | TPS20 Series | -760mmHg-7kgf/㎠G*PT 1/2 | PRESSURE TRANSMITTER
751260010161 | TPS20-G3QP8-00 | 6364 | TPS20 Series | -760mmHg-7kgf/㎠G*PT 3/8 | PRESSURE TRANSMITTER
751260010162 | TPS20-G3QF8-00 | 6364 | TPS20 Series | -760mmHg-7kgf/㎠G*PF3/8 | PRESSURE TRANSMITTER
751260010163 | TPS20-G3VP2-00 | 6364 | TPS20 Series | -760mmHg-10kgf/㎠G*PT 1/2 | PRESSURE TRANSMITTER
751260010164 | TPS20-G3VP8-00 | 6364 | TPS20 Series | -760mmHg-10kgf/㎠G*PT 3/8 | PRESSURE TRANSMITTER
751260010165 | TPS20-G3VF8-00 | 6364 | TPS20 Series | -760mmHg-10kgf/㎠G*PF3/8 | PRESSURE TRANSMITTER
751260010166 | TPS20-G3XP2-00 | 6364 | TPS20 Series | -760mmHg-20kgf/㎠G*PT 1/2 | PRESSURE TRANSMITTER
751260010167 | TPS20-G3XP8-00 | 6364 | TPS20 Series | -760mmHg-20kgf/㎠G*PT 3/8 | PRESSURE TRANSMITTER
751260010168 | TPS20-G3XF8-00 | 6364 | TPS20 Series | -760mmHg-20kgf/㎠G*PF3/8 | PRESSURE TRANSMITTER
751260010169 | TPS20-G3YP2-00 | 6364 | TPS20 Series | -760mmHg-35kgf/㎠G*PT 1/2 | PRESSURE TRANSMITTER
751260010170 | TPS20-G3YP8-00 | 6364 | TPS20 Series | -760mmHg-35kgf/㎠G*PT 3/8 | PRESSURE TRANSMITTER
751260010171 | TPS20-G3YF8-00 | 6364 | TPS20 Series | -760mmHg-35kgf/㎠G*PF3/8 | PRESSURE TRANSMITTER
751260010612 | TPS20-G3ZZZ-00 | 0 | TPS20 Series | Order(Range OR Connection) | PRESSURE TRANSMITTER
751260010457 | TPS20-A13P2-00 | 6364 | TPS20 Series | 0-1kgf/㎠G*PT 1/2 | PRESSURE TRANSMITTER
751260010458 | TPS20-A13P8-00 | 6364 | TPS20 Series | 0-1kgf/㎠G*PT 3/8 | PRESSURE TRANSMITTER
751260010459 | TPS20-A13F8-00 | 6364 | TPS20 Series | 0-1kgf/㎠G*PF3/8 | PRESSURE TRANSMITTER
751260010460 | TPS20-A14P2-00 | 6364 | TPS20 Series | 0-2kgf/㎠G*PT 1/2 | PRESSURE TRANSMITTER
751260010461 | TPS20-A14P8-00 | 6364 | TPS20 Series | 0-2kgf/㎠G*PT 3/8 | PRESSURE TRANSMITTER
751260010462 | TPS20-A14F8-00 | 6364 | TPS20 Series | 0-2kgf/㎠G*PF3/8 | PRESSURE TRANSMITTER
751260010463 | TPS20-A15P2-00 | 6364 | TPS20 Series | 0-7kgf/㎠G*PT 1/2 | PRESSURE TRANSMITTER
751260010464 | TPS20-A15P8-00 | 6364 | TPS20 Series | 0-7kgf/㎠G*PT 3/8 | PRESSURE TRANSMITTER
751260010465 | TPS20-A15F8-00 | 6364 | TPS20 Series | 0-7kgf/㎠G*PF3/8 | PRESSURE TRANSMITTER
751260010466 | TPS20-A16P2-00 | 6364 | TPS20 Series | 0-10kgf/㎠G*PT 1/2 | PRESSURE TRANSMITTER
751260010467 | TPS20-A16P8-00 | 6364 | TPS20 Series | 0-10kgf/㎠G*PT 3/8 | PRESSURE TRANSMITTER
751260010468 | TPS20-A16F8-00 | 6364 | TPS20 Series | 0-10kgf/㎠G*PF3/8 | PRESSURE TRANSMITTER
751260010469 | TPS20-A17P2-00 | 6364 | TPS20 Series | 0-20kgf/㎠G*PT 1/2 | PRESSURE TRANSMITTER
751260010470 | TPS20-A17P8-00 | 6364 | TPS20 Series | 0-20kgf/㎠G*PT 3/8 | PRESSURE TRANSMITTER
751260010471 | TPS20-A17F8-00 | 6364 | TPS20 Series | 0-20kgf/㎠G*PF3/8 | PRESSURE TRANSMITTER
751260010472 | TPS20-A18P2-00 | 6364 | TPS20 Series | 0-35kgf/㎠G*PT 1/2 | PRESSURE TRANSMITTER
751260010473 | TPS20-A18P8-00 | 6364 | TPS20 Series | 0-35kgf/㎠G*PT 3/8 | PRESSURE TRANSMITTER
751260010474 | TPS20-A18F8-00 | 6364 | TPS20 Series | 0-35kgf/㎠G*PF3/8 | PRESSURE TRANSMITTER
751260010613 | TPS20-A1ZZZ-00 | 0 | TPS20 Series | Order(Range OR Connection) | PRESSURE TRANSMITTER
751260010475 | TPS20-A23P2-00 | 6364 | TPS20 Series | 0-1kgf/㎠G*PT 1/2 | PRESSURE TRANSMITTER
751260010476 | TPS20-A23P8-00 | 6364 | TPS20 Series | 0-1kgf/㎠G*PT 3/8 | PRESSURE TRANSMITTER
751260010477 | TPS20-A23F8-00 | 6364 | TPS20 Series | 0-1kgf/㎠G*PF3/8 | PRESSURE TRANSMITTER
751260010478 | TPS20-A24P2-00 | 6364 | TPS20 Series | 0-2kgf/㎠G*PT 1/2 | PRESSURE TRANSMITTER
751260010479 | TPS20-A24P8-00 | 6364 | TPS20 Series | 0-2kgf/㎠G*PT 3/8 | PRESSURE TRANSMITTER
751260010480 | TPS20-A24F8-00 | 6364 | TPS20 Series | 0-2kgf/㎠G*PF3/8 | PRESSURE TRANSMITTER
751260010481 | TPS20-A25P2-00 | 6364 | TPS20 Series | 0-7kgf/㎠G*PT 1/2 | PRESSURE TRANSMITTER
751260010482 | TPS20-A25P8-00 | 6364 | TPS20 Series | 0-7kgf/㎠G*PT 3/8 | PRESSURE TRANSMITTER
751260010483 | TPS20-A25F8-00 | 6364 | TPS20 Series | 0-7kgf/㎠G*PF3/8 | PRESSURE TRANSMITTER
751260010484 | TPS20-A26P2-00 | 6364 | TPS20 Series | 0-10kgf/㎠G*PT 1/2 | PRESSURE TRANSMITTER
751260010485 | TPS20-A26P8-00 | 6364 | TPS20 Series | 0-10kgf/㎠G*PT 3/8 | PRESSURE TRANSMITTER
751260010486 | TPS20-A26F8-00 | 6364 | TPS20 Series | 0-10kgf/㎠G*PF3/8 | PRESSURE TRANSMITTER
751260010487 | TPS20-A27P2-00 | 6364 | TPS20 Series | 0-20kgf/㎠G*PT 1/2 | PRESSURE TRANSMITTER
751260010488 | TPS20-A27P8-00 | 6364 | TPS20 Series | 0-20kgf/㎠G*PT 3/8 | PRESSURE TRANSMITTER
751260010489 | TPS20-A27F8-00 | 6364 | TPS20 Series | 0-20kgf/㎠G*PF3/8 | PRESSURE TRANSMITTER
751260010490 | TPS20-A28P2-00 | 6364 | TPS20 Series | 0-35kgf/㎠G*PT 1/2 | PRESSURE TRANSMITTER
751260010491 | TPS20-A28P8-00 | 6364 | TPS20 Series | 0-35kgf/㎠G*PT 3/8 | PRESSURE TRANSMITTER
751260010492 | TPS20-A28F8-00 | 6364 | TPS20 Series | 0-35kgf/㎠G*PF3/8 | PRESSURE TRANSMITTER
751260010610 | TPS20-A2ZZZ-00 | 0 | TPS20 Series | Order(Range OR Connection) | PRESSURE TRANSMITTER
751260010493 | TPS20-A33P2-00 | 6364 | TPS20 Series | 0-1kgf/㎠G*PT 1/2 | PRESSURE TRANSMITTER
751260010494 | TPS20-A33P8-00 | 6364 | TPS20 Series | 0-1kgf/㎠G*PT 3/8 | PRESSURE TRANSMITTER
751260010495 | TPS20-A33F8-00 | 6364 | TPS20 Series | 0-1kgf/㎠G*PF3/8 | PRESSURE TRANSMITTER
751260010496 | TPS20-A34P2-00 | 6364 | TPS20 Series | 0-2kgf/㎠G*PT 1/2 | PRESSURE TRANSMITTER
751260010497 | TPS20-A34P8-00 | 6364 | TPS20 Series | 0-2kgf/㎠G*PT 3/8 | PRESSURE TRANSMITTER
751260010498 | TPS20-A34F8-00 | 6364 | TPS20 Series | 0-2kgf/㎠G*PF3/8 | PRESSURE TRANSMITTER
751260010499 | TPS20-A35P2-00 | 6364 | TPS20 Series | 0-7kgf/㎠G*PT 1/2 | PRESSURE TRANSMITTER
751260010500 | TPS20-A35P8-00 | 6364 | TPS20 Series | 0-7kgf/㎠G*PT 3/8 | PRESSURE TRANSMITTER
751260010501 | TPS20-A35F8-00 | 6364 | TPS20 Series | 0-7kgf/㎠G*PF3/8 | PRESSURE TRANSMITTER
751260010502 | TPS20-A36P2-00 | 6364 | TPS20 Series | 0-10kgf/㎠G*PT 1/2 | PRESSURE TRANSMITTER
751260010503 | TPS20-A36P8-00 | 6364 | TPS20 Series | 0-10kgf/㎠G*PT 3/8 | PRESSURE TRANSMITTER
751260010504 | TPS20-A36F8-00 | 6364 | TPS20 Series | 0-10kgf/㎠G*PF3/8 | PRESSURE TRANSMITTER
751260010505 | TPS20-A37P2-00 | 6364 | TPS20 Series | 0-20kgf/㎠G*PT 1/2 | PRESSURE TRANSMITTER
751260010506 | TPS20-A37P8-00 | 6364 | TPS20 Series | 0-20kgf/㎠G*PT 3/8 | PRESSURE TRANSMITTER
751260010507 | TPS20-A37F8-00 | 6364 | TPS20 Series | 0-20kgf/㎠G*PF3/8 | PRESSURE TRANSMITTER
751260010508 | TPS20-A38P2-00 | 6364 | TPS20 Series | 0-35kgf/㎠G*PT 1/2 | PRESSURE TRANSMITTER
751260010509 | TPS20-A38P8-00 | 6364 | TPS20 Series | 0-35kgf/㎠G*PT 3/8 | PRESSURE TRANSMITTER
751260010510 | TPS20-A38F8-00 | 6364 | TPS20 Series | 0-35kgf/㎠G*PF3/8 | PRESSURE TRANSMITTER
751260010608 | TPS20-A3ZZZ-00 | 0 | TPS20 Series | Order(Range OR Connection) | PRESSURE TRANSMITTER
751120010009 | KT-502H-0 | 17440.8 | KT-502H Series | HART | TEMPERATURE TRANSMITTER
751120010010 | KT-502H-1 | 18937.2 | KT-502H Series | HART * Bracket | TEMPERATURE TRANSMITTER
751320010001 | KPN5300-000 | 7576.6 | KPN5000 Series | (Relay,SSR,Cur) | CONTROLLERS
751320010002 | KPN5311-000 | 7972.2 | KPN5000 Series | OUT1 AND OUT2(Cur OR SSR) | CONTROLLERS
751320010003 | KPN5313-000 | 7972.2 | KPN5000 Series | OUT1(Cur OR SSR),OUT2(Relay) | CONTROLLERS
751320010004 | KPN5317-000 | 7972.2 | KPN5000 Series | OUT1(Relay),OUT2(Cur OR SSR) | CONTROLLERS
751320010005 | KPN5319-000 | 7972.2 | KPN5000 Series | OUT1 OR OUT2(Relay) | CONTROLLERS
751320010006 | KPN5311-030 | 8772 | KPN5000 Series | OUT1 AND OUT2(Cur OR SSR)*PV+R-SV | CONTROLLERS
751320010007 | KPN5313-030 | 8772 | KPN5000 Series | OUT1(Cur OR SSR),OUT2(Relay)*PV+R-SV | CONTROLLERS
751320010008 | KPN5317-030 | 8772 | KPN5000 Series | OUT1(Relay),OUT2(Cur OR SSR)*PV+R-SV | CONTROLLERS
751320010009 | KPN5319-030 | 8772 | KPN5000 Series | OUT1 OR OUT2(Relay)*PV+R-SV | CONTROLLERS
751320010010 | KPN5311-200 | 8772 | KPN5000 Series | OUT1 AND OUT2(Cur OR SSR)*RS | CONTROLLERS
751320010011 | KPN5313-200 | 8772 | KPN5000 Series | OUT1(Cur OR SSR),OUT2(Relay)*RS | CONTROLLERS
751320010012 | KPN5317-200 | 8772 | KPN5000 Series | OUT1(Relay),OUT2(Cur ORSSR)*RS | CONTROLLERS
751320010013 | KPN5319-200 | 8772 | KPN5000 Series | OUT1 OR OUT2(Relay)*RS | CONTROLLERS
751320010014 | KPN5311-230 | 9571.8 | KPN5000 Series | OUT1 AND OUT2(Cur OR SSR)*RS+PV+R-SV | CONTROLLERS
751320010015 | KPN5313-230 | 9571.8 | KPN5000 Series | OUT1(Cur OR SSR),OUT2(Relay)*RS+PV+R-SV | CONTROLLERS
751320010016 | KPN5317-230 | 9571.8 | KPN5000 Series | OUT1(Relay),OUT2(Cur OR SSR)*RS+PV+R-SV | CONTROLLERS
751320010017 | KPN5319-230 | 9571.8 | KPN5000 Series | OUT1 OR OUT2(Relay)*RS+PV+R-SV | CONTROLLERS
751320010018 | KPN5500-000 | 7576.6 | KPN5000 Series | (Relay,SSR,Cur) | CONTROLLERS
751320010019 | KPN5511-000 | 7972.2 | KPN5000 Series | OUT1 AND OUT2(Cur OR SSR) | CONTROLLERS
751320010020 | KPN5513-000 | 7972.2 | KPN5000 Series | OUT1(Cur OR SSR),OUT2(Relay) | CONTROLLERS
751320010021 | KPN5517-000 | 7972.2 | KPN5000 Series | OUT1(Relay),OUT2(Cur OR SSR) | CONTROLLERS
751320010022 | KPN5519-000 | 7972.2 | KPN5000 Series | OUT1 OR OUT2(Relay) | CONTROLLERS
751320010023 | KPN5511-030 | 8772 | KPN5000 Series | OUT1 AND OUT2(Cur OR SSR)*PV+R-SV | CONTROLLERS
751320010024 | KPN5513-030 | 8772 | KPN5000 Series | OUT1(Cur OR SSR),OUT2(Relay)*PV+R-SV | CONTROLLERS
751320010025 | KPN5517-030 | 8772 | KPN5000 Series | OUT1(Relay),OUT2(Cur OR SSR)*PV+R-SV | CONTROLLERS
751320010026 | KPN5519-030 | 8772 | KPN5000 Series | OUT1 OR OUT2(Relay)*PV+R-SV | CONTROLLERS
751320010027 | KPN5511-200 | 8772 | KPN5000 Series | OUT1 AND OUT2(Cur OR SSR)*RS | CONTROLLERS
751320010028 | KPN5513-200 | 8772 | KPN5000 Series | OUT1(Cur OR SSR),OUT2(Relay)*RS | CONTROLLERS
751320010029 | KPN5517-200 | 8772 | KPN5000 Series | OUT1(Relay),OUT2(Cur OR SSR)*RS | CONTROLLERS
751320010030 | KPN5519-200 | 8772 | KPN5000 Series | OUT1 OR OUT2(Relay)*RS | CONTROLLERS
751320010031 | KPN5511-230 | 9571.8 | KPN5000 Series | OUT1 AND OUT2(Cur OR SSR)*RS+PV+R-SV | CONTROLLERS
751320010032 | KPN5513-230 | 9571.8 | KPN5000 Series | OUT1(Cur OR SSR),OUT2(Relay)*RS+PV+R-SV | CONTROLLERS
751320010033 | KPN5517-230 | 9571.8 | KPN5000 Series | OUT1(Relay),OUT2(Cur OR SSR)*RS+PV+R-SV | CONTROLLERS
751320010034 | KPN5519-230 | 9571.8 | KPN5000 Series | OUT1 OR OUT2(Relay)*RS+PV+R-SV | CONTROLLERS
751320010035 | KPN5300-030 | 8376.4 | KPN5000 Series | OUT1,PV+R-SV | CONTROLLERS
751320010036 | KPN5300-200 | 8376.4 | KPN5000 Series | OUT1,RS | CONTROLLERS
751320010037 | KPN5300-230 | 9167.6 | KPN5000 Series | OUT1,RS,PV+R-SV | CONTROLLERS
751320010038 | KPN5500-030 | 8376.4 | KPN5000 Series | OUT1,PV+R-SV | CONTROLLERS
751320010039 | KPN5500-200 | 8376.4 | KPN5000 Series | OUT1,RS | CONTROLLERS
751320010040 | KPN5500-230 | 9167.6 | KPN5000 Series | OUT1,RS,PV+R-SV | CONTROLLERS
Запасные части
Артикул | Model | Retail price, RUR | Series | Specification | Category | Note
799999990111 | KRN50 CHART PAPER | 189.2 | KRN50 Series | PART | RECODER
751280010027 | KRN100 PEN | 154.44 | KRN100 Series | D33006B-66X-01 | RECODER
751310010033 | KRN100 PAPER | 3483.48 | KRN100 Series | KRN100XX | RECODER
751310010034 | KRN-COM | 420.42 | KRN100 Series | RS485+ETHERNET+USB | RECODER
751310010035 | KRN-DI6 | 6958.38 | KRN100 Series | DIGITAL INPUT CARD | RECODER
751310010036 | KRN-UI2 | 3483.48 | KRN100 Series | UNIVERSAL INPUT CARD | RECODER
751310010037 | KRN-AT6 | 6958.38 | KRN100 Series | ALARM T,R CARD | RECODER
751310010042 | KRN-AR4 | 3483.48 | KRN100 Series | ALARM RELAY TYPE CARD | RECODER
751310010043 | KRN-24V3 | 3483.48 | KRN100 Series | 24VDC OUTPUT CARD | RECODER
751310010044 | SS-AD | 3483.48 | ACCERSORRY | EX) NPT1/2"(F) X PT1/4(M) | ADAPTER